## Material
Jobsite Address
| ACC Rio Grande | 44OP-239338 | -
|  |  | Total Material Cost: |  | 15862.48
| BOM Node: | Boiler | BOM Cost: |  | 15862.48
| Order Date: | 2019-01-17 | Ship to: Office "ATTN: 239338 Ayers"
QTY | Part # | Vendor | Description | Est Price (ea) | Line price | Ordered | Comments
| 0 |  |  |  | 0
0 | Product Number |  | 0
40 | PXA-ENC19 |  | ENCLOSURE ASSY 19" | 154.57 | 6182.8
15 | 567-351 |  | #1 PNEU PANEL 19X16X5.7 | 81.44 | 1221.6
3 | PXA-ENC34 |  | ENCLOSURE ASSY 34 | 224.31 | 672.93
43 | PXA-SB115V192VA |  | SERVICE BOX 115V, 24VAC, 192VA | 181.05 | 7785.15
0 | #N/A |  | #N/A

## BOM1
[8 empty] | Bill of Material |  |  |  |  | Revision Date: | 2019-02-21
Job Name: |  | TFC WPC AHU Replacement | [10 empty] | Submittal Date: | 02/05/19
Job Number: |  | 44OP255709 | [9 empty] | Eng: | Page: | 1
Control Device | Device Number |  | Qty | Product Number |  |  | Manufacturer |  | Document Number |  | Description
Panel Mounted Devices |  |  |  |  | System: | 000 Riser |  |  |  |  | Panel Riser
PNL | 1-3 |  | 3 | PXA-ENC19 |  |  | SIEMENS |  | 149475 | ENCLOSURE ASSY 19"
PNL | 4 |  | 1 | 567-351 |  |  | SIEMENS |  | 155 272 | #1 PNEU PANEL 19X16X5.7
PNL | 5-7 |  | 3 | PXA-ENC19 |  |  | SIEMENS |  | 149475 | ENCLOSURE ASSY 19"
PNL | 8 |  | 1 | 567-351 |  |  | SIEMENS |  | 155 272 | #1 PNEU PANEL 19X16X5.7
PNL | 9-10 |  | 2 | PXA-ENC34 |  |  | SIEMENS |  | 149475 | ENCLOSURE ASSY 34
PNL | 12 |  | 1 | 567-351 |  |  | SIEMENS |  | 155 272 | #1 PNEU PANEL 19X16X5.7
PNL | 13-15 |  | 3 | PXA-ENC19 |  |  | SIEMENS |  | 149475 | ENCLOSURE ASSY 19"
PNL | 16 |  | 1 | 567-351 |  |  | SIEMENS |  | 155 272 | #1 PNEU PANEL 19X16X5.7
PNL | 17-19 |  | 3 | PXA-ENC19 |  |  | SIEMENS |  | 149475 | ENCLOSURE ASSY 19"
PNL | 20 |  | 1 | 567-351 |  |  | SIEMENS |  | 155 272 | #1 PNEU PANEL 19X16X5.7
PNL | 21-23 |  | 3 | PXA-ENC19 |  |  | SIEMENS |  | 149475 | ENCLOSURE ASSY 19"
PNL | 24 |  | 1 | 567-351 |  |  | SIEMENS |  | 155 272 | #1 PNEU PANEL 19X16X5.7
PNL | 25-27 |  | 3 | PXA-ENC19 |  |  | SIEMENS |  | 149475 | ENCLOSURE ASSY 19"
PNL | 28 |  | 1 | 567-351 |  |  | SIEMENS |  | 155 272 | #1 PNEU PANEL 19X16X5.7
PNL | 29-31 |  | 3 | PXA-ENC19 |  |  | SIEMENS |  | 149475 | ENCLOSURE ASSY 19"
PNL | 32 |  | 1 | 567-351 |  |  | SIEMENS |  | 155 272 | #1 PNEU PANEL 19X16X5.7
PNL | 33-35 |  | 3 | PXA-ENC19 |  |  | SIEMENS |  | 149475 | ENCLOSURE ASSY 19"
PNL | 36 |  | 1 | 567-351 |  |  | SIEMENS |  | 155 272 | #1 PNEU PANEL 19X16X5.7
PNL | 37-39 |  | 3 | PXA-ENC19 |  |  | SIEMENS |  | 149475 | ENCLOSURE ASSY 19"
PNL | 40 |  | 1 | 567-351 |  |  | SIEMENS |  | 155 272 | #1 PNEU PANEL 19X16X5.7
PNL | 41-43 |  | 3 | PXA-ENC19 |  |  | SIEMENS |  | 149475 | ENCLOSURE ASSY 19"
PNL | 44 |  | 1 | 567-351 |  |  | SIEMENS |  | 155 272 | #1 PNEU PANEL 19X16X5.7
PNL | 45-47 |  | 3 | PXA-ENC19 |  |  | SIEMENS |  | 149475 | ENCLOSURE ASSY 19"
PNL | 48 |  | 1 | 567-351 |  |  | SIEMENS |  | 155 272 | #1 PNEU PANEL 19X16X5.7
PNL | 49-51 |  | 3 | PXA-ENC19 |  |  | SIEMENS |  | 149475 | ENCLOSURE ASSY 19"
PNL | 52 |  | 1 | 567-351 |  |  | SIEMENS |  | 155 272 | #1 PNEU PANEL 19X16X5.7
PNL | 53-55 |  | 3 | PXA-ENC19 |  |  | SIEMENS |  | 149475 | ENCLOSURE ASSY 19"
PNL | 56 |  | 1 | 567-351 |  |  | SIEMENS |  | 155 272 | #1 PNEU PANEL 19X16X5.7
Panel Mounted Devices |  |  |  |  | System: | 000 Riser |  |  |  |  | Panel Riser
PNL | 57 |  | 1 | PXA-ENC34 |  |  | SIEMENS |  | 149475 | ENCLOSURE ASSY 34
PNL | 58 |  | 1 | 567-351 |  |  | SIEMENS |  | 155 272 | #1 PNEU PANEL 19X16X5.7
SB | 1-43 |  | 43 | PXA-SB115V192VA |  |  | SIEMENS |  | N/A | SERVICE BOX 115V, 24VAC, 192VA
Existing Equipment To Remain |  |  |  |  | System: | 000 Riser |  |  |  |  | Panel Riser
PNL | 11 |  | 1 | PXA-ENC19 |  |  | SIEMENS |  | 149475 | ENCLOSURE ASSY 19"

## Lookup
Component I | Component II | Price | Vendor # | Vendor | Description |  | Quanity
161 | UBF | 46.9 | 30018335 | KELE AND ASSOCIATES INC | TIMER RELAY, SPDT, 24VAC, INTERVAL |  | 8
193 | UBF | 61.84 | 30018335 | KELE AND ASSOCIATES INC | TIMER RELAY, 3PDT, 24VAC, SINGLE SHOT |  | 4
134-1504 | 134-1504 | 87.74 | 10002419 | Siemens Industry, Inc. | T'STAT, LOW TEMP,15/55,MANUAL |  | 287
134-1510 | 134-1510 | 59.9 | 10002419 | Siemens Industry, Inc. | LOW TEMP DET STATAUTO RESET |  | 54
134-1511 | 134-1511 | 59.9 | 10002419 | Siemens Industry, Inc. | LOW TEMP DET STAT MNL RESET |  | 3
141-0518 | 141-0518 | 35.92 | 10002419 | Siemens Industry, Inc. | SWITCH,AIR FLOW,1.0/12 WG |  | 7
141-0530 | 141-0530 | 44.19 | 10002419 | Siemens Industry, Inc. | T'STAT,EL HIGH TEMP,25/215 |  | 49
141-0574 | 141-0574 | 38.34 | 10002419 | Siemens Industry, Inc. | AIR FLOW SWITCH .05-1.0 WC |  | 48
141-0575 | 141-0575 | 41.91 | 10002419 | Siemens Industry, Inc. | AIR FLOW SWITCH.05/12 MAN REST |  | 217
171G-10318S | 171G-10318S | 173.63 | 10002419 | Siemens Industry, Inc. | 1.25" 2W 25CV SS BALL VLV+GMA161.1P |  | 1
171G-10322S | 171G-10322S | 176.98 | 10002419 | Siemens Industry, Inc. | 1.5" 2W 25CV SS BALL VLV+GMA161.1P |  | 13
171G-10323S | 171G-10323S | 177.95 | 10002419 | Siemens Industry, Inc. | 1.5" 2W 40CV SS BALL VLV+GMA161.1P |  | 2
171G-10328S | 171G-10328S | 239.99 | 10002419 | Siemens Industry, Inc. | 2" 2W 63CV SS BALL VLV+GMA161.1P |  | 11
171G-10329S | 171G-10329S | 295.77 | 10002419 | Siemens Industry, Inc. | 2" 2W 100CV SS BALL VLV+GMA161.1P |  | 2
171G-10330 | 171G-10330 | 302.29 | 10002419 | Siemens Industry, Inc. | 2" 2W 160CV BALL VLV+GMA161.1P |  | 1
171G-10359S | 171G-10359S | 133.46 | 10002419 | Siemens Industry, Inc. | 0.75" 3W 10CV SS BALL VLV+GMA161.1P |  | 1
171G-10371S | 171G-10371S | 372.74 | 10002419 | Siemens Industry, Inc. | 2" 3W 63CV SS BALL VLV+GMA161.1P |  | 1
171G-10372S | 171G-10372S | 386.44 | 10002419 | Siemens Industry, Inc. | 2" 3W 100CV SS BALL VLV+GMA161.1P |  | 1
172K-10304 | 172K-10304 | 100.52 | 10002419 | Siemens Industry, Inc. | VALVE, 0.5" 2W 2.5CV BALL GQD151.1P NC |  | 1
189-142 | 189-142 | 3.82 | 10002419 | Siemens Industry, Inc. | STAT PRES ACC, SENSOR KIT |  | 7
1910-0 | 1910-0 | 25.16 | 30011137 | DWYER INSTRUMENTS INC | LOW DP SW 3%,0.15-0.55" SML |  | 124
2091100PG2M11A1 | 2091100PG2M11A1 | 88.5 | 30013560 | SETRA SYSTEMS INC | PRES TRANS,100PSI,4-20MA,COND |  | 15
225-4-4 | 225-4-4 | 0.37 | 30013609 | PARKER-HANNIFIN CORP | FITTING,ELL,1/4 X 1/4 BARB |  | 512
2301025PD3V11B | 2301025PD3V11B | 322.5 | 30013560 | SETRA SYSTEMS INC | DP TRAN,WET,25PSI,4-20MA,W/MAN |  | 22
231-04305-12 | 231-04305-12 | 169.65 | 10002419 | Siemens Industry, Inc. | 1-1/4" PICV 12 GPM + 0-10V NSR |  | 2
231GMS23VD | A7F30011226 | 352 | 30013560 | SETRA SYSTEMS INC | DP TRAN WET U/BI 0-10/20/50/100P,LCD,MAN |  | 1
231GRS1AJN10 | A7F30086265 | 296 | 30013560 | SETRA SYSTEMS INC | DP TRANWET REMOTE5/10/25/50DP,10'ARMCBL |  | 1
238-07315 | 238-07315 | 1731.93 | 10002419 | Siemens Industry, Inc. | 2.5 PICV 154 MAX GPM ANSI 125 NO SR |  | 2
259-02015 | 259-02015 | 74.23 | 10002419 | Siemens Industry, Inc. | 2WNC,LN,SS,OR,FXF ,0.5/0.4 |  | 3
259-02017 | 259-02017 | 74.04 | 10002419 | Siemens Industry, Inc. | 2WNC,LN,SS,OR,FXF ,0.5/0.63 |  | 3
259-02019 | 259-02019 | 74.04 | 10002419 | Siemens Industry, Inc. | 2WNC,LN,SS,OR,FXF ,0.5/0.63 |  | 3
259-02021 | 259-02021 | 74.23 | 10002419 | Siemens Industry, Inc. | 2WNC,LN,SS,OR,FXF ,0.5/1.6 |  | 3
259-02034 | 259-02034 | 60.24 | 10002419 | Siemens Industry, Inc. | 2WNO,LN,BZ,OR,FXF ,0.5/1.00 |  | 1
2641001WD11A1E | 2641001WD11A1E | 99 | 30013560 | SETRA SYSTEMS INC | DP TRAN AIR,0.4%,1" ENC |  | 12
2641005WD11A1C | 2641005WD11A1C | 63 | 30013560 | SETRA SYSTEMS INC | DP TRAN AIR,1%,5inch ENC |  | 61
2641005WD11A1E | 2641005WD11A1E | 99 | 30013560 | SETRA SYSTEMS INC | DP TRAN AIR,0.4%,5" ENC |  | 105
2641010WB11T1C | 2641010WB11T1C | 59 | 30013560 | SETRA SYSTEMS INC | DP TRAN AIR,1%,+/-10" |  | 1
2641010WD11A1C | 2641010WD11A1C | 63 | 30013560 | SETRA SYSTEMS INC | DP TRAN AIR,1%,10" ENC |  | 45
2641010WD11A1E | 2641010WD11A1E | 99 | 30013560 | SETRA SYSTEMS INC | DP TRAN AIR,0.4%,10" ENC |  | 15
2641025WD11A1C | 2641025WD11A1C | 63 | 30013560 | SETRA SYSTEMS INC | DP TRAN AIR,1%,25" ENC |  | 97
26412R5WD11A1C | 26412R5WD11A1C | 63 | 30013560 | SETRA SYSTEMS INC | DP TRAN AIR,1%,2.5" ENC |  | 2
26412R5WD11A1E | 26412R5WD11A1E | 99 | 30013560 | SETRA SYSTEMS INC | DP TRAN AIR,0.4%,2.5" ENC |  | 1
2641R25WB11A1C | 2641R25WB11A1C | 63 | 30013560 | SETRA SYSTEMS INC | DP TRAN AIR,1%,+/-0.25" ENC |  | 4
2651001WD11T1C | A7F30001689 | 53 | 30013560 | SETRA SYSTEMS INC | DP TRAN AIR,1%, 1" |  | 4
2651005WD11A1C | A7F30001772 | 57 | 30013560 | SETRA SYSTEMS INC | DP TRAN AIR,1%, 5" ENC |  | 1
26512R5WD11A1C | A7F30001771 | 57 | 30013560 | SETRA SYSTEMS INC | DP TRAN AIR,1%, 2.5" ENC |  | 2
26512R5WDACT1E | 26512R5WDACT1E | 90 | 30013560 | SETRA SYSTEMS INC | 26512R5WDACT1E Setra Pressure Sensor |  | 204
2671005WD2EA1FD | A7F30094240 | 166 | 30013560 | SETRA SYSTEMS INC | DP XMTR, 0-5" WC,0-10VDC,0.25%,DISP |  | 255
2671010WD2EA1FD | A7F30094241 | 166 | 30013560 | SETRA SYSTEMS INC | DP XMTR,0-10"WC,0-10VDC,0.25%,DISP |  | 52
2671025WD2EA1FD | X | 0 | 30013560 | SETRA SYSTEMS INC | DP XMTR, 0-25" WC,0-10VDC,0.25%,DISP |  | 12
26712R5WD11A1HD | 26712R5WD11A1HD | 135 | 30013560 | SETRA SYSTEMS INC | DP TRANSM0-2.5",4-20MA,W/LCD |  | 56
26712R5WD2EA1FD | A7F30094242 | 166 | 30013560 | SETRA SYSTEMS INC | DP XMTR,0-2.5"WC,0-10VDC,0.25%,DISP |  | 54
2671MR3WD11A1CN | 2671MR3WD11A1CN | 67 | 30013560 | SETRA SYSTEMS INC | DP MR TRANS 0-1.25/2.5/5"UB,4-20MA |  | 6
269-062 | 269-062 | 7.84 | 10002419 | Siemens Industry, Inc. | PR269 ACCESSORY, SENSING TUBE |  | 831
26910R1WB11BDGA | A7F30011740 | 299 | 30013560 | SETRA SYSTEMS INC | DP TRAN AIR,1%,+/-0.1",4-20MA,LCD |  | 48
26910R1WB11DDGA | A7F30011767 | 309 | 30013560 | SETRA SYSTEMS INC | DP TRAN AIR,1%,+/-0.1",4-20MA,DIN,LCD |  | 12
274-03205 | 274-03205 | 494.05 | 10002419 | Siemens Industry, Inc. | 3WMX BZ =% OR FXF 1.50/25.00 |  | 2
291-05980 | 291-05980 | 795.52 | 10002419 | Siemens Industry, Inc. | 2.5"N.O,125,BZ=%,OR,MM+SKB62U |  | 1
294-06162 | 294-06162 | 1154.2 | 10002419 | Siemens Industry, Inc. | VALVE, 2" GLOBE (SEE VALVE SUBMITTAL) |  | 1
338-045 | 338-045 | 4.55 | 10002419 | Siemens Industry, Inc. | 36"DAMPER PUSHROD |  | 12
371-07310 | 371-07310 | 1399.97 | 10002419 | Siemens Industry, Inc. | 2.5 PICV 110 MAX GPM ANSI 125 0-10V NSR |  | 10
533-376-18 | 533-376-18 | 34.1 | 10002419 | Siemens Industry, Inc. | DCT PNT TMP, 4-20 mA, 20-120F, 18" RIGID |  | 17
533-380-24 | 533-380-24 | 59.16 | 10002419 | Siemens Industry, Inc. | DCT AVG. TMP, 4-20mA, 20-120F, 24', FLEX |  | 31
535-490-18 | 535-490-18 | 41.17 | 10002419 | Siemens Industry, Inc. | RIGID AVER SNSR, 20-120#F, 18" PROBE |  | 15
536-767-40 | 536-767-40 | 48.47 | 10002419 | Siemens Industry, Inc. | IMMERSION TMP SNSR, 4-20mA, 30-250F, 4" |  | 10
536-811 | 536-811 | 6.75 | 10002419 | Siemens Industry, Inc. | 100K OHM DUCT TEMP SENSOR |  | 67
537-720A | 537-720A | 98.9 | 10002419 | Siemens Industry, Inc. | ODP DISPLAY PNL ASY |  | 6
537-773 | 537-773 | 10.76 | 10002419 | Siemens Industry, Inc. | CABLE, 25FT MODULAR |  | 94
538-871 | 538-871 | 17.91 | 10002419 | Siemens Industry, Inc. | DUCT SENSOR 10KOHM THERMISTOR |  | 13
540-100N | 540-100N | 177.25 | 10002419 | Siemens Industry, Inc. | TERM BOX CTLR ELEC OUT |  | 339
540-104 | 540-104 | 0 | 10002419 | Siemens Industry, Inc. | OBS; CNST VOL CTLR W/AUTOZERO ELEC |  | 6
540-104N | 540-104N | 250.79 | 10002419 | Siemens Industry, Inc. | CNST VOL CTLR W/AUTOZERO ELEC |  | 3
540-110N | 540-110N | 154.48 | 10002419 | Siemens Industry, Inc. | UNIT COND CTLR ELEC OUT |  | 12
540-155 | 540-155 | 17.34 | 10002419 | Siemens Industry, Inc. | TEC ENCL CTLR ONLY |  | 31
540-380 | 540-380 | 97.72 | 10002419 | Siemens Industry, Inc. | Auto Zero Module |  | 12
540-506N | 540-506N | 287.9 | 10002419 | Siemens Industry, Inc. | DUAL DUCT CTLR 2AVS ELEC OUT |  | 26
540-863JN | 540-863JN | 216.97 | 10002419 | Siemens Industry, Inc. | TEC, EXTENDED I/O |  | 2
540-865EN | 540-865EN | 246.22 | 10002419 | Siemens Industry, Inc. | VAV VAV WITH 0-10VDC REHEAT CONTROL |  | 25
540-984 | 540-984 | 6.87 | 10002419 | Siemens Industry, Inc. | FLUSH MNT TEMP SNSR, 10K OHM TYP2, METAL |  | 2
544-339-18 | 544-339-18 | 19.12 | 10002419 | Siemens Industry, Inc. | DCT PT TEMP, PT 1K OHM (375), 18" RIGID |  | 5
544-342-16 | 544-342-16 | 55.91 | 10002419 | Siemens Industry, Inc. | DUCT AV. TMP, 1K OHM, PT(375), 16', FLEX |  | 5
544-343-18 | 544-343-18 | 41.61 | 10002419 | Siemens Industry, Inc. | DCT AV. TEMP, 1K OHM PT(375), 18", RIGID |  | 4
544-343-36 | 544-343-36 | 41.61 | 10002419 | Siemens Industry, Inc. | RIGID AVER SNSR, PT 1K OHM, 36" PROBE |  | 24
544-577-25 | 544-577-25 | 36.7 | 10002419 | Siemens Industry, Inc. | IMMWELL SNSR, PT 1K OHM, (375),2.5" LGTH |  | 2
546-00303A | 546-00303A | 352.74 | 10002419 | Siemens Industry, Inc. | FUME HOOD MONITOR DISPLAY PENL |  | 1
546-00303B | 546-00303B | 31.87 | 10002419 | Siemens Industry, Inc. | FUME HOOD MONITOR MOUNTING KIT |  | 1
546-00750A | 546-00750A | 181.98 | 10002419 | Siemens Industry, Inc. | FHC CV2 APP 940 (SMT) FLOATING ACTUATORS |  | 1
546-04000 | 546-04000 | 156 | 10002419 | Siemens Industry, Inc. | VERTICAL SASH SENSOR 50" |  | 174
547-100 | 547-100 | 20.72 | 10002419 | Siemens Industry, Inc. | RPM PRESSURE TAP PLATE |  | 42
547-102A | 547-102A | 543.39 | 10002419 | Siemens Industry, Inc. | RPM SM P1 +/-0.1"WC( 25 PA)0.5%FS |  | 7
547-103B | 547-103B | 618.87 | 10002419 | Siemens Industry, Inc. | RPM SM P1 +/-.25"WC(62.5PA).25%FS |  | 3
547-201B | 547-201B | 618.87 | 10002419 | Siemens Industry, Inc. | RPM SM BAC +/-.05"WC(12.5PA).25%FS |  | 9
547-202A | 547-202A | 543.39 | 10002419 | Siemens Industry, Inc. | RPM SM BAC +/-0.1"WC( 25 PA)0.5%FS |  | 1
547-203B | 547-203B | 618.87 | 10002419 | Siemens Industry, Inc. | RPM SM BAC +/-.25"WC(62.5PA).25%FS |  | 2
547-315B | 547-315B | 1102.82 | 10002419 | Siemens Industry, Inc. | RCM FM P1 +/-1.0"WC( 250PA).25%FS |  | 4
550-002 | 550-002 | 29.57 | 10002419 | Siemens Industry, Inc. | ENCLOSURE ASSY,TEC |  | 103
550-405N | 550-405N | 205.25 | 10002419 | Siemens Industry, Inc. | ATEC VAV CONTROLLER |  | 92
550-430PA | 550-430PA | 163.51 | 10002419 | Siemens Industry, Inc. | SIEMENS BACNET VAV GDE ACTUATOR |  | 383
550-432PA | 550-432PA | 149.8 | 10002419 | Siemens Industry, Inc. | PROG. BACNET VAV TEC (SHORT) |  | 4
550-495PA | 550-495PA | 162.4 | 10002419 | Siemens Industry, Inc. | PROG. BACNET VAV TEC (LONG) |  | 102
550-496PA | 550-496PA | 156.65 | 10002419 | Siemens Industry, Inc. | PROG. BACNET FAN COIL TEC (LONG) |  | 17
550-497PA | 550-497PA | 205.75 | 10002419 | Siemens Industry, Inc. | PROG. BACNET DUAL DUCT TEC |  | 26
550-498PA | 550-498PA | 162.8 | 10002419 | Siemens Industry, Inc. | PROG. BACNET CONSTANT VOLUME TEC |  | 7
550-767EN | 550-767EN | 230.34 | 10002419 | Siemens Industry, Inc. | LCM - OAVS, DAMPER FAST/RTS&BTU |  | 6
550-767FN | 550-767FN | 230.34 | 10002419 | Siemens Industry, Inc. | LCM-OAVS DAMPER SLOW SPEED |  | 19
550-767NN | 550-767NN | 230.34 | 10002419 | Siemens Industry, Inc. | PRC-OAVS DMPR SLOW RHT+RAD |  | 13
550-818B | 550-818B | 113.73 | 10002419 | Siemens Industry, Inc. | REMOTE AIR MODULE, PLASTIC |  | 26
550-819B | 550-819B | 106.74 | 10002419 | Siemens Industry, Inc. | REMOTE AIR MODULE, PTEC |  | 189
550-974P10 | 550-974P10 | 57.73 | 10002419 | Siemens Industry, Inc. | EARTH TERMINATOR RESISTOR |  | 130
550-975P100 | 550-975P100 | 56.3 | 10002419 | Siemens Industry, Inc. | 120 OHM 1/2W RESISTOR |  | 129
567-351 | 567-351 | 81.44 | 10002419 | Siemens Industry, Inc. | #1 PNEU PANEL 19X16X5.7 |  | 7
570-801PA | 570-801PA | 218.17 | 10002419 | Siemens Industry, Inc. | PROG. BACNET LCM - OAVS DAMPER SLOW SPEE |  | 22
570-803P | 570-803P | 0 | 10002419 | Siemens Industry, Inc. | OBS R/B; 570-803PA |  | 39
570-803PA | 570-803PA | 218.17 | 10002419 | Siemens Industry, Inc. | PROG. BACNET LCM-OAVS DMP FAST/RTS&BTU |  | 79
575-820A | 575-820A | 156 | 10002419 | Siemens Industry, Inc. | ODP FOR BACNET FHC |  | 94
587-189 | 587-189 | 74.51 | 10002419 | Siemens Industry, Inc. | ROOM SENSOR ANALOG ASC SERIES W/WARMER/C |  | 2
588-100A | 588-100A | 4.36 | 10002419 | Siemens Industry, Inc. | CABLE |  | 38
588-100B | 588-100B | 6.96 | 10002419 | Siemens Industry, Inc. | 6-WIRE 2-RJ11 RS CABLE 50'PLMN |  | 1159
588-100C | 588-100C | 12.43 | 10002419 | Siemens Industry, Inc. | 6-WIRE 2-RJ11 RS CABLE 100'PLM |  | 21
590-780 | 590-780 | 119.9 | 10002419 | Siemens Industry, Inc. | SETRA 265, 1.0", 0.4%, 4-20MA, CON COV |  | 7
599-10080 | 599-10080 | 71.99 | 10002419 | Siemens Industry, Inc. | BALL VALVE WEATHER SHIELD |  | 8
599-10369 | 599-10369 | 123.21 | 10002419 | Siemens Industry, Inc. | 1.5" 3W 63CV BALL VLV |  | 1
6N1-ISO | A7F30001224 | 68 | 30018801 | AUTOMATION COMPONENTS INC | 6N1-ISOS ANALOG 6-IN TO AVE,HI,LO,DIFF |  | 29
700000-22941536 | A7F30030139 | 258 | 30022941 | BRAY INTERNATIONAL INC | S70 SERVOPRO KIT,120V |  | 4
7MF1565-4BE00-5EA1 | A7F30074582 | 85.84 | PE16020101 | Siemens Industry, Inc.SPD | P200,0-30PSIG,4-20mA,1/4"MNPT,1/2"EMT |  | 4
7MF1565-4BF00-5EA1 | A7F30074583 | 85.84 | PE16020101 | Siemens Industry, Inc.SPD | P200,0-60PSIG,4-20mA,1/4"MNPT,1/2"EMT |  | 8
7MF1565-4BG00-5EA1 | A7F30074584 | 85.84 | PE16020101 | Siemens Industry, Inc.SPD | P200,0-100PSIG,4-20mA,1/4"MNPT,1/2"EMT |  | 19
869STR-R-AQ | A7F30013638 | 164.14 | 30005866 | WESCO DISTRIBUTION INC | INDR STRB HORN RED 24 AC/DC |  | 3
89STR-C-AQ | A7F30062936 | 120.45 | 30005866 | WESCO DISTRIBUTION INC | INDOOR STROBE CLEAR 24 AC/DC |  | 21
985-106 | 985-106 | 88.6 | 10002419 | Siemens Industry, Inc. | GCA HEATER/WEATHERSHIELD ASSY |  | 13
985-108 | 985-108 | 36.84 | 10002419 | Siemens Industry, Inc. | GAP SMALL HEATER KIT |  | 1
A/100KS-D-4-BB | UBF | 6.75 | 30018801 | ACI | A/100KS-D-4"-PB TEMPERATURE SENSORS |  | 25
A/1K375-I-4"-BB | A7F30069501 | 21.5 | 30018801 | ACI | TEMPSEN,IMMER4",1000 OHM 375TCR,SSWELL |  | 4
A/CP-D-4"-PB | A7F30096087 | 0 | X | X | A/CP-D-4"-PB,4" 10K TYPE II DUCT TEMP PB |  | 11
A/CP-D-4''-GD | X | 0 | X | X | 4" 10K-2 DUCT TEMP SENSOR |  | 377
A/MSCS-A | A7F30085527 | 13.75 | 30018801 | ACI | A/MSCS-A, SOLID STATE ADJUSTABLE CURRENT |  | 32
A/TTM1000(0-100F)-A-50'-G | A7F30069422 | 129.75 | 30018801 | ACI | TEMPSEN,DUCT AVGFLEX50',0-100F STDCAL |  | 9
A/TTM1K-D-18-BB | X | 0 | X | X | 18" DECT TEMPERATURE SENSOR |  | 8
A/TTM1K-I-4-BB | X | 0 | X | X | 4" IMMERSION TEMP SENSOR |  | 64
A12P10 | A7F30016885 | 0 | X | PENTAIR | A12P10, 10.75x8.88 ENCL MOUNTING PANEL |  | 8
A12R126HCLO | A7F30022751 | 0 | 30000065 | GRAYBAR ELECTRIC COMPANY IN | A12R126HCLO, 12X12X6 NEMA 3R LIFTOFF COV |  | 8
A24H24BLP | A7F30018112 | 0 | X | PENTAIR | A24H24BLP, HOFFMAN NEMA4 ENCLOSURE |  | 40
A24H24BLP3PT | X | 0 | X | PENTAIR | NEMA 4,21X21 BP,LATCH |  | 40
A24P24 | A7F30008612 | 21.73 | 30051718 | HOFFMAN ENCLOSURES INC | A24P24 PANEL |  | 80
A-299 | A-299 | 0 | 30011137 | DWYER INSTRUMENTS INC | Bracket Mounting Portable Kit Magnehelic |  | 1
A-306 | A-306 | 42.8 | 30011137 | DWYER INSTRUMENTS INC | STATIC PRESSURE SENSOR OUTDOOR |  | 7
A30H24BLP | A30H24BLP | 0 | X | PENTAIR | Wall-Mnt Type 4 Enclosure 30x24x8 |  | 1
A30N30MP | A30N30MP | 0 | X | PENTAIR | Panel,N1 / 26x28.50 fits 30x30 |  | 132
A30P24 | A30P24 | 0 | X | PENTAIR | Panel, NEMA 12 / 27x21 fits 30x24 |  | 1
A7F30024588 | A7F30024588 | 12.97 | 30014261 | FUNCTIONAL DEVICES INC | Xfrmr 100VA,120-24V,single hub,ClassII U |  | 1
A7F30048853 | A7F30048853 | 13.28 | 30014261 | FUNCTIONAL DEVICES INC | Xfrmr 120/24 100VA W/CB w/ 20" Leads |  | 45
A808CH | A7F30013535 | 75.92 | 30018335 | KELE AND ASSOCIATES INC | A808CH HOFFMAN JUNCTION BOX/ENCLOS 8X8X4 |  | 1
A8P8 | A8P8 | 5.54 | 30018335 | KELE AND ASSOCIATES INC | Panel, J Box / 6.75x4.88 fits 8x8 |  | 1
ADP2 | ADP2 | 0 | 30000065 | GRAYBAR ELECTRIC COMPANY IN | Document Holder |  | 8
AFS-262 | AFS-262 | 15.41 | 30018335 | KELE AND ASSOCIATES INC | 0.05-2.0in PRESSURE SWITCH |  | 16
AFS-460 | AFS-460 | 20.65 | 30018335 | KELE AND ASSOCIATES INC | 0.4-12in SPST SWITCH W/ MANUAL RESET |  | 41
AIR-IQ | A7F30077921 | 0 | 30026672 | ONICON INC | AIR-IQ, AIR FLOW STATION DAMPER |  | 17
AMFK3RL016 | A7F30073554 | 0 | X | PENTAIR | AMFK3RL016, MOUNTING FOOT KIT |  | 8
AOW411-R | AOW411-R | 31.87 | 30012824 | CORE COMPONENTS INC | PB MUSHRM NO&NC MAINTAINED RED |  | 55
AOW420-R | X | 0 | 30012824 | CORE COMPONENTS INC | PB MUSHRM 2NO MAINTAINED RED |  | 2
APMK3RL016 | A7F30073553 | 0 | X | PENTAIR | APMK3RL016, PANEL MOUNTING KIT |  | 8
AQA2200-2X4 | AQA2200-2X4 | 3.15 | 10002419 | Siemens Industry, Inc. | SERIES 2200/3200 3-1/2 x 5 TRIM PLATE |  | 1
AQA2200-INTL | AQA2200-INTL | 26.27 | 10002419 | Siemens Industry, Inc. | SERIES 2200/3200 3-1/2x5 TRIM PLATE 10PK |  | 1
AQE2012 | AQE2012 | 17.77 | 10002419 | Siemens Industry, Inc. | IMM SNSR REPAIR KIT, PT 1K OHM(385) |  | 18
AQF3100 | AQF3100 | 16.02 | 10002419 | Siemens Industry, Inc. | WEATHER SHIELD FOR QFA31XX |  | 1
AQM2200 | AQM2200 | 21.44 | 10002419 | Siemens Industry, Inc. | POWER DONGLE FOR QPA2280 SENSOR |  | 129
ARG70 | ARG70 | 1.9 | 10002419 | Siemens Industry, Inc. | T'STAT WALL PLATE ESCUTCHEON |  | 2
ARM2 | ARM2 | 47 | 30018801 | AUTOMATION COMPONENTS INC | 1 ANALOG INPUT-2 ANALOG OUTPUT |  | 2
ASK71.1U | ASK71.1U | 28.97 | 10002419 | Siemens Industry, Inc. | FLOOR MOUNT KIT |  | 12
ASK75.1U | ASK75.1U | 44.98 | 10002419 | Siemens Industry, Inc. | WEATHER SHIELD ROTARY |  | 9
ASK75.3U | ASK75.3U | 44.64 | 10002419 | Siemens Industry, Inc. | WEATHER SHIELD,GAP SMALL |  | 14
ASK75.7U | ASK75.7U | 277.36 | 10002419 | Siemens Industry, Inc. | NEMA4X WEATHERSHIELD DAMPER ACTUATORS |  | 2
AUD | AUD | 52 | 30018801 | AUTOMATION COMPONENTS INC | FLOATING PT-ANALOG OUTPUT MODULE |  | 10
A-VK33 | A7F30050818 | 0 | 30018335 | KELE AND ASSOCIATES INC | A-VK33,PNL LOUVER PLATE KIT |  | 8
BA/100K-D-4"-BB4 | A7F30091120 | 68 | 30044048 | BAPI | 4" 100K OHM DUCT TEMP SENSOR BB4 BOX |  | 153
BA/10K-2-A-12 | UBF | 46.2 | 30044048 | BAPI | SENSOR, DUCT, 12" AVG, 10K, T3 NTC |  | 1
BA/10K-2-A-24' | X | 0 | 30044048 | BAPI | FLEXIBLE AVG SENSOR |  | 73
BA/10K-2-A-50' | A7F30094243 | 68 | 30044048 | BAPI | BAPI FLEX AVG,50 FT,10K T2 |  | 85
BA/10K-2-D-18' | UBF | 8.5 | 30044048 | BAPI | SENSOR, DUCT, 18" |  | 13
BA/10K-2-D-4-BBX | X | 0 | 30044048 | BAPI | RIGID DUCT SENSOR |  | 189
BA/10K-2-D-8 | UBF | 8.5 | 30044048 | BAPI | RIGID DUCT SENSOR |  | 10
BA/10K-3-D-4 | UBF | 8.5 | 30044048 | BAPI | BA/10K-3-D-4" |  | 2
BA/1K-A-12'-BBX | X | 0 | 30044048 | BAPI | 12' 1K OHM FLEX AVG DUCT TEMP SENSOR |  | 3
BA/1K-A-24 | A7F30050813 | 68 | 30044048 | BAPI | FLOATING PT-ANALOG OUTPUT MOD |  | 2
BA/1K-A-24'-BBX | X | 0 | 30044048 | BAPI | 24' 1K OHM FLEX AVG DUCT TEMP SENSOR |  | 3
BA/1K-A-50' | A7F30048620 | 163.8 | 30044048 | BUILDING AUTOMATION PRODUCT | FLOATING PT-ANALOG OUTPUT MOD |  | 40
BA/1K-A-50'-BBX | X | 0 | 30044048 | BAPI | 50' 1K OHM FLEX AVG DUCT TEMP SENSOR |  | 6
BA/1K-D-18 | A7F30057147 | 68 | 30044048 | BAPI | BA/1K-D-18, DUCT PT 1K-385 18IN |  | 2
BA/1K-D-18''-BBX | X | 0 | 30044048 | BAPI | 18" 1K OHM PT DUCT TEMP SENSOR |  | 5
BA/1K-RA-12 | UBF | 31.62 | 30044048 | BAPI | BA/1K-A-12",RIGID AVG SENSOR |  | 2
BA/1K-TB-M304-1-HB-BBX | X | 0 | 30044048 | BAPI | THERMOBUFFER TEMP SENSOR,1K,1 IN BUFFER |  | 7
BA/CO-V-BB | UBF | 306 | 30044048 | BAPI | CO SENSOR-ROUGH SERVICE |  | 2
BA/T1K-2-A-50 | X | 0 | 30044048 | BAPI | N/A |  | 7
BA-H210-B4D-WMW | X | 0 | 30044048 | BAPI | BAPI RH WALL SENSOR, W/DISPLAY, 0-10VDC |  | 2
BAM-1000 | A7F30011203 | 4.33 | 30018335 | KELE AND ASSOCIATES INC | ALUMINUM DIN RAIL - 1 METER |  | 32
BAM2 | A7F30033510 | 0.53 | 30018335 | KELE AND ASSOCIATES INC | END STOP GRAY |  | 4
BVM4-CF-15-330/70-0301SVH | X | 0 | X | X | 4" BALL V-PORT |  | 8
C-2220 | A7F30087167 | 20 | 30081347 | SENVA INC | Current Switch, PreSet, N.O.Split-core |  | 3
C-2300 | A7F30031700 | 12.75 | 30081347 | SENVA INC | Current Switch, PreSet, N.O.Split-core |  | 6
C-2320 | A7F30031504 | 16 | 30081347 | SENVA INC | Current Sw,Split,Pre-Set Adj,1-100A |  | 10
C-2320H | A7F30057285 | 16 | 30081347 | SENVA INC | Current Sw,Split,Pre-Set Adj,1-150A |  | 8
C-2320L | A7F30029064 | 16 | 30081347 | SENVA INC | Current Sw,Split,Pre-Set Ad,1-50A |  | 7
C-2350VFD | A7F30056885 | 28 | 30081347 | SENVA INC | Current Sw,Split,AutoSet VFD,3.5-135A |  | 14
C-2350VFD-L | A7F30057284 | 34 | 30081347 | SENVA INC | Current Sw,Split,AutoSet VFD,0.5-15A |  | 4
C-2350VFD-L | A7F30057284 | 34 | 30013560 | SETRA SYSTEMS INC | Current Sw,Split,AutoSet VFD,0.5-15A |  | 15
CC-1 | A7F30072440 | 0 | 30012220 | W. W. GRAINGER INC | 6XJH8 CONDENSATION PAN SWITCH |  | 80
CCT2127B | A7F30084093 | 0 | 30026849 | ALLIED CONTROLS INC | CCT2127B, 1/4IN X 1/4IN BARBED NEEDLE VA |  | 64
CI-24 | CI-24 | 44.66 | 30027838 | THE WATT STOPPER INC | OCCUPANCY SENS CEILNG MT 24VAC |  | 192
CP2420 | CP2420 | 0 | X | PENTAIR | Panel, 22.20x18.20 fits 24x20 |  | 16
CP3024 | A7F30026487 | 0 | X | PENTAIR | CP3024, BACKPLANE FOR NEMA ENCLOSURE |  | 8
CP3624 | A7F30050203 | 0 | X | PENTAIR | CP3624 PERFORATED BACKPLANE FOR 36" X 24 |  | 8
CSD20248 | A7F30086487 | 0 | X | PENTAIR | CSD20248, PENT CONC PNL 20"H X 24" W X 8 |  | 16
CSD30248W | A7F30070412 | 0 | X | PENTAIR | CSD30248W, WINDOW ENCL.30" X 24" X 8" |  | 8
CSD36248 | CSD36248 | 0 | X | PENTAIR | Wall-Mnt Type 4/12 Enclosure 36x24x8 |  | 8
CX-100 | CX-100 | 63.22 | 30027838 | THE WATT STOPPER INC | OCCUPANCY SENSOR WALL MT |  | 1
D-1201-01 | X | 0 | 30026672 | ONICON INC | ONICON DISPLAY MODULE, 1 LCD |  | 18
DCIM/FP/PCL-20 | A7F30026014 | 0 | 30025191 | ATKINSON ELECTRONICS INC | 3PT FLOATING TO STAEFA PHASE CUT INTERFA |  | 1
DCIM-FP | X | 0 | 30025191 | ATKINSON ELECTRONICS INC | 4-20MA TO 0-20V-FP |  | 67
DCIM-PCD/MA/PCM-20 | A7F30045915 | 73.5 | 30025191 | ATKINSON ELECTRONICS INC | DCIM-PCD/MA/PCM-20, 4-20MA TO 0-20V-PC 4 |  | 4
DCP-1.5-W | DCP-1.5-W | 14 | 30018335 | KELE AND ASSOCIATES INC | 1.5 AMP POWER SUPPLY |  | 2
DM-1122 | X | 0 | 30011137 | DWYER INSTRUMENTS INC | DWYER DIFF PRS GAGE,+/-0.25 INWC,LCD |  | 1
DTR503B | A7F30028483 | 0 | 30013723 | VAISALA INC | DTR503B,OA TEMP/HUM SUN SHIELD |  | 8
DXA.S04P1 | DXA.S04P1 | 110.7 | 10002419 | Siemens Industry, Inc. | AIR FLOW PRES SENSOR 1" |  | 50
DXR2.E17C-103B | DXR2.E17C-103B | 226 | 10002419 | Siemens Industry, Inc. | DXR2.E17C-103B AUTOMATION STATION |  | 35
DXR2.E17CX-103B | DXR2.E17CX-103B | 339 | 10002419 | Siemens Industry, Inc. | DXR2.E17CX-103B AUTOMATION STATION |  | 2
DXR2.M11-101B | DXR2.M11-101B | 118.99 | 10002419 | Siemens Industry, Inc. | DXR2.M11 Room Automation Station |  | 4
DXR2.M12P-102B | DXR2.M12P-102B | 134.55 | 10002419 | Siemens Industry, Inc. | DXR2.M12P Room Automation Station |  | 335
DXR2.M12P-102B-GDE | DXR2.M12P-102B-GDE | 148.01 | 10002419 | Siemens Industry, Inc. | DXR2.M12P and Actuator Combination |  | 90
DXR2.M18-101B | DXR2.M18-101B | 141.87 | 10002419 | Siemens Industry, Inc. | DXR2.M18 Room Automation Station |  | 232
EFB24-S | A7F30074579 | 68 | 30019454 | BELIMO AIRCONTROLS (USA) IN | SPRING-RETURN DAMPER ACTUATOR, BELIMO |  | 9
F-3500 | A7F30053553 | 0 | 30026672 | ONICON INC | F-3500, ONICON MAG FLOWMETER |  | 103
FSAF24A-S | UBF | 222.61 | 30019454 | BELIMO AIRCONTROLS (USA) IN | 2-POS SR ACTUATOR 24V,180 IN-LBS |  | 5
FSNF24-S | A7F30072161 | 68 | 30019454 | BELIMO AIRCONTROLS (USA) IN | FSNF24-S, US FIRE SMOKE ACTUATOR |  | 4
FSNF24-S US | UBF | 186.24 | 30019454 | BELIMO AIRCONTROLS (USA) IN | 2-POS SR ACTUATOR 24V,70 IN-LBS |  | 5
GCA121.1P | GCA121.1P | 110.26 | 10002419 | Siemens Industry, Inc. | 2 PT SR,24V,MED.PLNM |  | 9
GCA126.1P | GCA126.1P | 132.34 | 10002419 | Siemens Industry, Inc. | 2 PT SR,24V,MED/S/PLNM. |  | 38
GCA126.1U | GCA126.1U | 125.01 | 10002419 | Siemens Industry, Inc. | 2 PT SR,24V,MED/S |  | 12
GCA161.1P | GCA161.1P | 140.83 | 10002419 | Siemens Industry, Inc. | MOD(V) SR,24V, MED. PLNM |  | 206
GCA161.1U | GCA161.1U | 131.14 | 10002419 | Siemens Industry, Inc. | MOD(V) SR,24V, MED. |  | 115
GCA226.1U | GCA226.1U | 140.3 | 10002419 | Siemens Industry, Inc. | 2 PT SR,115V,MED/S |  | 2
GDE131.1P | GDE131.1P | 35.72 | 10002419 | Siemens Industry, Inc. | ACT NSR PLENUM 24/108L 5Nm |  | 712
GDE131.1U | GDE131.1U | 33.25 | 10002419 | Siemens Industry, Inc. | ACT NSR 24/108L 5NM,NO PLENUM |  | 82
GDE161.1P | GDE161.1P | 60.46 | 10002419 | Siemens Industry, Inc. | ACT NSR PLENUM 24/108L 5NM |  | 399
GLB161.1P | GLB161.1P | 73.23 | 10002419 | Siemens Industry, Inc. | ACT NSR PLENUM 24/150L 10NM |  | 2
GMA121.1P | GMA121.1P | 79.91 | 10002419 | Siemens Industry, Inc. | 2PT SR 24V,62LBIN,PLM |  | 35
GMA126.1U | GMA126.1U | 92.03 | 10002419 | Siemens Industry, Inc. | 2PT SR 24V,62LBIN/S/PLM |  | 7
GMA131.1P | GMA131.1P | 92.38 | 10002419 | Siemens Industry, Inc. | 3PT SR 24V,62LBIN PLM |  | 1
GMA161.1P | GMA161.1P | 114.13 | 10002419 | Siemens Industry, Inc. | MOD SR 24V,62LBIN,PLM |  | 67
GMA161.1U | GMA161.1U | 107.81 | 10002419 | Siemens Industry, Inc. | MOD SR 24V,62LBIN, |  | 3
GNP191.1P | GNP191.1P | 160.61 | 10002419 | Siemens Industry, Inc. | FAIL SAFE, 50 LB-IN, 2 SEC. RUN |  | 187
H308 | A7F30026240 | 30.31 | 30016807 | VERIS INDUSTRIES LLC | Current Switch,Micro,Split Core,Adj.,.75 |  | 32
H608 | H608 | 17.02 | 30016807 | VERIS INDUSTRIES LLC | CUR SW SPLTCOR-ADJ SETPT W/LED |  | 470
H908 | H908 | 17.02 | 30016807 | VERIS INDUSTRIES LLC | CURRENT SW SPLITCORE-ADJ W/LED |  | 2
HD1NMSX | A7F30001089 | 261.02 | 30016807 | VERIS INDUSTRIES LLC | RH Duct,1%,NIST,4-20mA,R1 |  | 49
HMD60U | A7F30002560 | 307.5 | 30013723 | VAISALA INC | RH XMTR 2% 4-20 MA DUCT MT |  | 24
HMT330 | A7F30049771 | 0 | 30013723 | VAISALA INC | HMT330 SERIES, HUMID/TEMP TRANSMTR |  | 9
HMW92D | A7F30074514 | 273.75 | 30013723 | VAISALA INC | RH XMTR 2% 4-20 MA WALL W/DISP&CERT |  | 28
IAQ50X | A7F30031211 | 0 | 30020700 | RUSKIN COMPANY | IAQ50X,AIR MEASURING STATION WITH INTEGR |  | 8
INSTL1 | INSTL1 | 0 | X | X | INSTALLATION KIT |  | 1
J21K-254-1520 | J21K254-1520 | 187.45 | 30002278 | LESMAN INSTRUMENT COMPANY | DP SW WATER 0-90PSI,ADJUST DB |  | 4
KTUS27 | A7F30085529 | 5.97 | 30018335 | KELE AND ASSOCIATES INC | UNIVERSAL SENSOR 100K TYPE 3 THERMISTOR |  | 6
LGEEOBFR08BAS | LGEEOBFR08BAS | 1002.54 | 10002419 | Siemens Industry, Inc. | EXH 08 SSFL ENCL B FHC EACT OAM SLIP |  | 24
LGEEOBFR10BAS | LGEEOBFR10BAS | 1061.96 | 10002419 | Siemens Industry, Inc. | EXH 10 SSSL ENCL B FHC EACT OAM |  | 21
LGEEOBOR06AAS | LGEEOBOR06AAS | 451.76 | 10002419 | Siemens Industry, Inc. | EXH 06 GVSL B-RAM EL ACT |  | 4
LGEEOBOR14AAS | LGEEOBOR14AAS | 520.05 | 10002419 | Siemens Industry, Inc. | EXH 14 GVSL B-RAM EL ACT |  | 20
LGEG000R06BAS | LGEG000R06BAS | 333.99 | 10002419 | Siemens Industry, Inc. | GENEXH 06 SSSL ENCL NO CTLPAK |  | 1
LGEG000R08AAS | LGEG000R08AAS | 182.8 | 10002419 | Siemens Industry, Inc. | GENEXH 08 GVSL ENCL NO CTLPAK |  | 1
LGEG000R10BAS | LGEG000R10BAS | 480.75 | 10002419 | Siemens Industry, Inc. | GENEXH 10 SSSL ENCL NO CTLPAK |  | 1
LGEG904R06BAS | LGEG904R06BAS | 394.08 | 10002419 | Siemens Industry, Inc. | GENEXH 06 SSSL ENCL GDE |  | 4
LGEG905R14AAS | LGEG905R14AAS | 448.61 | 10002419 | Siemens Industry, Inc. | GENEXH 14 GVFL ENCL GDE161 S10 |  | 1
LGEU862R10BAS | LGEU862R10BAS | 0 | 10002419 | Siemens Industry, Inc. | OBS EXH 10 SSSL ENCL FHC2P EACT S1 |  | 8
LSM-FLN36.A | LSM-FLN36.A | 686.91 | 10002419 | Siemens Industry, Inc. | FLN LICENSE FOR PXC36 |  | 26
LSM-IB36.A | LSM-IB36.A | 422.71 | 10002419 | Siemens Industry, Inc. | ISLAND BUS LICENCE FOR PXC36 |  | 3
LSM-INT-BLRIDGE | LSM-INT-BLRIDGE | 1287.22 | 10002419 | Siemens Industry, Inc. | LICENSE BLUE RIDGE / LUMISYS DRVR |  | 1
LSM-INT-BMSTP | LSM-INT-BMSTP | 1287.22 | 10002419 | Siemens Industry, Inc. | LICENSE BACNET MS/TP DRVR |  | 3
LSM-INT-MDBS | LSM-INT-MDBS | 1390.5 | 10002419 | Siemens Industry, Inc. | LICENSE MODBUS DRVR |  | 1
LSM-INT-MDBS250 | LSM-INT-MDBS250 | 437.75 | 10002419 | Siemens Industry, Inc. | LICENSE MODBUS 250 DRVR |  | 2
LSM-INT-YORKISN | LSM-INT-YORKISN | 2359.69 | 10002419 | Siemens Industry, Inc. | LICENSE YORK ISN ENHANCED DRVR |  | 1
LSM-VAEM | LSM-VAEM | 219.87 | 10002419 | Siemens Industry, Inc. | VIRTUAL AEM (LICENSE MANAGER) |  | 8
LVIS-FRAME15 | A7F30073953 | 0 | 30016078 | LOYTEC AMERICAS INC | MOUNTING FRAME FOR LVIS-ME215 TOUCH SCRE |  | 1
M2000 | A7F30064710 | 0 | 30083441 | OMICRON CONTROLS INC | BADGER M 2000 MAG 3INCH |  | 1
M22-DH-R-K01 | A7F30089224 | 19.09 | 30018335 | KELE AND ASSOCIATES INC | 22MM PUSH BUTTON SWITCH |  | 124
M22-IVS | A7F30089223 | 4.6 | 30005866 | WESCO DISTRIBUTION INC | SWITCH BOX |  | 124
M6/8 | A7F30029072 | 0.82 | 30018335 | KELE AND ASSOCIATES INC | M6/8 TERMINAL BLOCK |  | 50
MKL2-C080/70-0201H | A7F30005605 | 1421 | 30022941 | BRAY INTERNATIONAL INC | BFV 2W 8" 285PSI 120VAC 2 POS HTR |  | 32
NYL2-C030/70-0061SVH | A7F30077031 | 739 | 30022941 | BRAY INTERNATIONAL INC | BFV 2W 3" 175PSI NC 120VAC MOD HTR |  | 1
NYL2-N061/70-0061H | X | 0 | 30022941 | BRAY INTERNATIONAL INC | BFV 2W 6" 50PSI NO 50PSI 24V ON/OFF HTR |  | 2
OS-1 | OS-1 | 0 | 30018335 | KELE AND ASSOCIATES INC | OXYGEN SENSOR |  | 9
PPM-1U32.PPR | PPM-1U32.PPR | 102.92 | 10002419 | Siemens Industry, Inc. | PPM, 1UI, 3 DI, 2 DO, REMOVABLE TB |  | 1
PSC100AB10 | A7F30028843 | 42.14 | 30014261 | FUNCTIONAL DEVICES INC | PSC100AB10, TRANSFORMER SERVICE BOX |  | 48
PSH100A | PSH100A | 43.31 | 30014261 | FUNCTIONAL DEVICES INC | PS ENC SING C2 100VA 120-24VAC |  | 1
PSH100A100A | PSH100A100A | 72.08 | 30014261 | FUNCTIONAL DEVICES INC | PS ENC DUAL C2 100VA 120-24VAC |  | 1
PSH300A | A7F30011621 | 141.28 | 30014261 | FUNCTIONAL DEVICES INC | ENCLOSED PS THREE 100VA C2 OUTPUTS 480/2 |  | 1
PSH500A-LVC | A7F30085664 | 249.16 | 30014261 | FUNCTIONAL DEVICES INC | Power Supply HILO 100VAx5 multi-tap |  | 2
PSH550-UPS | A7F30049418 | 0 | 30014261 | FUNCTIONAL DEVICES INC | OBS Enclosed UPS Interface board w/ 550V |  | 10
PSH600-UPS | A7F30094733 | 212.41 | 30014261 | FUNCTIONAL DEVICES INC | Enclosed UPS and interface board |  | 36
PSMN300A | A7F30026035 | 124.39 | 30014261 | FUNCTIONAL DEVICES INC | PSMN300A, PS THREE 100VA C2 120-24VAC |  | 132
PXA16-M | PXA16-M | 196.68 | 10002419 | Siemens Industry, Inc. | HOA FOR COMPACT, 16 BUTTON |  | 6
PXA8-M | PXA8-M | 108.58 | 10002419 | Siemens Industry, Inc. | HOA FOR COMPACT, 8 BUTTON |  | 3
PXA-AOPKIT.4 | PXA-AOPKIT.4 | 973.12 | 10002419 | Siemens Industry, Inc. | AOP ASSEMBLY KIT W/ 4 AOP |  | 5
PXA-AOPKIT.8 | PXA-AOPKIT.8 | 1744.28 | 10002419 | Siemens Industry, Inc. | AOP ASSEMBLY KIT W/ 8 AOP |  | 9
PXA-ENC18 | PXA-ENC18 | 70.02 | 10002419 | Siemens Industry, Inc. | ENCLOSURE ASSY 18 |  | 5
PXA-ENC19 | PXA-ENC19 | 154.57 | 10002419 | Siemens Industry, Inc. | ENCLOSURE ASSY 19" |  | 25
PXA-ENC34 | PXA-ENC34 | 224.31 | 10002419 | Siemens Industry, Inc. | ENCLOSURE ASSY 34 |  | 119
PXA-HMI.CABLEP5 | PXA-HMI.CABLEP5 | 20.37 | 10002419 | Siemens Industry, Inc. | COMPACT ACCESSORY HOA/HMI CABLE 5PACK |  | 3
PXA-MBC34.EXT.DR | PXA-MBC34.EXT.DR | 346.39 | 10002419 | Siemens Industry, Inc. | MBC40 DOOR EXTENSION 3.5" |  | 10
PXA-MBC34KIT | PXA-MBC34KIT | 185.25 | 10002419 | Siemens Industry, Inc. | DIN RPLMT KIT FOR MBC 34" |  | 11
PXA-SB115V192VA | PXA-SB115V192VA | 181.05 | 10002419 | Siemens Industry, Inc. | SERVICE BOX 115V, 24VAC, 192VA |  | 125
PXC00-E96.A | PXC00-E96.A | 1057.62 | 10002419 | Siemens Industry, Inc. | PXC MOD, BACNET, 96 NODE, APOGEE |  | 7
PXC00-PE96.A | PXC00-PE96.A | 1208.23 | 10002419 | Siemens Industry, Inc. | PXC MOD, P2, 96 NODE, APOGEE |  | 2
PXC100-E96.A | PXC100-E96.A | 1404.54 | 10002419 | Siemens Industry, Inc. | PXC MOD, BACNET, TX-I/O, 96 NODE, APOGEE |  | 28
PXC100-PE96.A | PXC100-PE96.A | 1573.07 | 10002419 | Siemens Industry, Inc. | PXC MOD, P2, TX-I/O, 96 NODE, APOGEE |  | 25
PXC16.2-EF32.A | PXC16.2-EF32.A | 690.92 | 10002419 | Siemens Industry, Inc. | APOGEE 16PT BACNET IP ALN RS485 ENABLED |  | 2
PXC16.2-P.A | PXC16.2-P.A | 471.12 | 10002419 | Siemens Industry, Inc. | APOGEE 16PT, RS-485 ALN |  | 8
PXC16.2-PE.A | PXC16.2-PE.A | 471.12 | 10002419 | Siemens Industry, Inc. | APOGEE 16PT, P2 ETHERNET |  | 1
PXC24.2-E.A | PXC24.2-E.A | 624.83 | 10002419 | Siemens Industry, Inc. | APOGEE 24PT, BACNET ETHERNET |  | 1
PXC24.2-EF.A | PXC24.2-EF.A | 672.21 | 10002419 | Siemens Industry, Inc. | APOGEE 24PT, BACNET ETHERNET, RS485 |  | 1
PXC24.2-EF32.A | PXC24.2-EF32.A | 859.54 | 10002419 | Siemens Industry, Inc. | APOGEE 24PT BACNET IP ALN RS485 ENABLED |  | 2
PXC24.2-P.A | PXC24.2-P.A | 699.68 | 10002419 | Siemens Industry, Inc. | APOGEE 24PT, RS-485 ALN |  | 19
PXC24.2-PE.A | PXC24.2-PE.A | 699.68 | 10002419 | Siemens Industry, Inc. | APOGEE 24PT, P2 ETHERNET |  | 1
PXC24.2-PEF.A | PXC24.2-PEF.A | 763.83 | 10002419 | Siemens Industry, Inc. | APOGEE 24PT, P2 ETHERNET, RS485 |  | 3
PXC24.2-PEF32.A | PXC24.2-PEF32.A | 982.14 | 10002419 | Siemens Industry, Inc. | APOGEE 24PT, P2 IP ALN, RS485 ENABLED |  | 9
PXC36-E.A | PXC36-E.A | 943.17 | 10002419 | Siemens Industry, Inc. | PXC COMPACT 36-PT, BACNET, APOGEE |  | 30
PXC36-EF.A | PXC36-EF.A | 1875.78 | 10002419 | Siemens Industry, Inc. | APOGEE 36PT, BACNET IP/MSTP,TXIO,RS485 |  | 213
PXC36-PE.A | PXC36-PE.A | 1061.45 | 10002419 | Siemens Industry, Inc. | APOGEE 36PT, P2 RS485/IP ALN |  | 26
PXC36-PEF.A | PXC36-PEF.A | 2153.24 | 10002419 | Siemens Industry, Inc. | APOGEE 36PT, P2 RS485/IP ALN,TXIO,RS485 |  | 8
PXX-485.3 | PXX-485.3 | 186.94 | 10002419 | Siemens Industry, Inc. | PXC MOD EXPANSION MODULE, 3 RS-485 |  | 61
QAA1031.AATU | QAA1031.AATU | 40.88 | 10002419 | Siemens Industry, Inc. | BUTTON SENSOR, SS WALL PLATE, 10K NTC (TEC) |  | 1
QAA2212.EWSN | QAA2212.EWSN | 18.54 | 10002419 | Siemens Industry, Inc. | RTS, 1K OHM PT (385), BLANK FRONT |  | 32
QAA2212.FWSN | QAA2212.FWSN | 52.76 | 10002419 | Siemens Industry, Inc. | RTS, 1K OHM PT (385), FULL HMI |  | 10
QAA2230.EWSN | QAA2230.EWSN | 9.04 | 10002419 | Siemens Industry, Inc. | RTS, 10K OHM TYPE 2, BLANK FRONT |  | 6
QAA2280.EWNC | QAA2280.EWNC | 21.96 | 10002419 | Siemens Industry, Inc. | ROOM SENSOR, TEC, ANALOG, NL |  | 10
QAA2280.EWSC | QAA2280.EWSC | 21.96 | 10002419 | Siemens Industry, Inc. | RTS, TEC, ANALOG SL |  | 149
QAA2280.FWNC | QAA2280.FWNC | 56.63 | 10002419 | Siemens Industry, Inc. | ROOM SENSOR, TEC DIG., F-F, NL |  | 79
QAA2280.FWSC | QAA2280.FWSC | 56.63 | 10002419 | Siemens Industry, Inc. | RTS, TEC DIG., F-F, SL |  | 927
QAC2012U | QAC2012U | 21.49 | 10002419 | Siemens Industry, Inc. | OUTDOOR AIR SNSR, PT 1000 OHM (385) |  | 2
QAC3171 | QAC3171 | 45.15 | 10002419 | Siemens Industry, Inc. | OUTDR TMP SNSR, 4-20MA, -58-122F, PLSTIC |  | 2
QAE2012.005 | QAE2012.005 | 22.83 | 10002419 | Siemens Industry, Inc. | IMMERSION TMP SNSR, PT 1K OHM(385) 2.5" |  | 42
QAE2012.010 | QAE2012.010 | 20.75 | 10002419 | Siemens Industry, Inc. | IMMERSION TMP SNSR, PT 1K OHM(385) 4" |  | 51
QAE2012.015 | QAE2012.015 | 25.11 | 10002419 | Siemens Industry, Inc. | IMMERSION TMP SNSR, PT 1K OHM(385) 6" |  | 5
QAE2030.010 | QAE2030.010 | 19.4 | 10002419 | Siemens Industry, Inc. | IMMERSION TMP SNSR, 10K OHM TYPE 2, 4" |  | 9
QAM1035.008P50 | QAM1035.008P50 | 302.5 | 10002419 | Siemens Industry, Inc. | COMMISSIONING SNSR, 100K OHM, 50 PK |  | 3
QAM2012.010 | QAM2012.010 | 12.43 | 10002419 | Siemens Industry, Inc. | DUCT POINT TEMP, PT 1K OHM(385), 4" |  | 149
QAM2012.020 | QAM2012.020 | 13.51 | 10002419 | Siemens Industry, Inc. | DUCT POINT TEMP, PT 1K OHM(385), 8" |  | 81
QAM2012.045 | QAM2012.045 | 16.37 | 10002419 | Siemens Industry, Inc. | DUCT PNT TEMP, PT 1K OHM(385), 18" RIGID |  | 139
QAM2012.250 | QAM2012.250 | 50.97 | 10002419 | Siemens Industry, Inc. | DUCT AVG TEMP, PT 1K OHM(385), 8' FLEX |  | 17
QAM2012.500 | QAM2012.500 | 51.01 | 10002419 | Siemens Industry, Inc. | DUCT AVG TEMP, PT 1K OHM(385), 16' FLEX |  | 17
QAM2012.750 | QAM2012.750 | 53.45 | 10002419 | Siemens Industry, Inc. | DUCT AVG TEMP, PT 1K OHM(385), 24' FLEX |  | 95
QAM2030.010 | QAM2030.010 | 10.44 | 10002419 | Siemens Industry, Inc. | DUCT POINT TEMP, 10K OHM TYPE 2, 4" |  | 403
QAM2030.045 | QAM2030.045 | 10.76 | 10002419 | Siemens Industry, Inc. | DUCT PNT TEMP, 10K OHM TYPE 2, 18" RIGID |  | 31
QBE3190UD100 | QBE3190UD100 | 300.7 | 10002419 | Siemens Industry, Inc. | WET DP SENSOR,100PSI,4-20MA,W/MAN |  | 4
QBE3190UD25 | QBE3190UD25 | 300.7 | 10002419 | Siemens Industry, Inc. | WET DP SENSOR,25PSI, 4-20MA,W/MAN |  | 7
QBE3190UD50 | QBE3190UD50 | 300.7 | 10002419 | Siemens Industry, Inc. | WET DP SENSOR,50PSI, 4-20MA,W/MAN |  | 14
QBM3100U025U | QBM3100U025U | 64.9 | 10002419 | Siemens Industry, Inc. | SIEMENS AIR DP SNSR, 1%, +/-0.25", 4-20M |  | 4
QBM3100U1 | QBM3100U1 | 62.95 | 10002419 | Siemens Industry, Inc. | SIEMENS AIR DP SNSR, 1%, 0-1", 4-20MA |  | 4
QBM3100U2.5 | QBM3100U2.5 | 64.9 | 10002419 | Siemens Industry, Inc. | SIEMENS AIR DP SNSR, 1%, 0-2.5", 4-20MA |  | 10
QBM3100U5 | QBM3100U5 | 64.9 | 10002419 | Siemens Industry, Inc. | SIEMENS AIR DP SNSR, 1%, 0-5", 4-20MA |  | 35
QBM81-10 | QBM81-10 | 36.06 | 10002419 | Siemens Industry, Inc. | METRIC! DIFF PRESS SWITCH (100-1000 Pa) |  | 2
QBM81-5 | QBM81-5 | 36.06 | 10002419 | Siemens Industry, Inc. | METRIC! DIFF PRESS SWITCH (50-500 Pa) |  | 12
QFA2001 | QFA2001 | 79.2 | 10002419 | Siemens Industry, Inc. | ROOM RH SENSOR, 4-20MA, 2 WIRE |  | 1
QFA3171 | QFA3171 | 135.77 | 10002419 | Siemens Industry, Inc. | ROOM RH & TEMP SENSOR, 4-20mA, 2% |  | 3
QFA3212.EWSN | QFA3212.EWSN | 87.21 | 10002419 | Siemens Industry, Inc. | ROOM RH&T, 1K OHM PT(385), BLANK FRONT |  | 1
QFA3212.FWSN | QFA3212.FWSN | 100.34 | 10002419 | Siemens Industry, Inc. | ROOM RH&T, 1K OHM PT(385), FULL HMI |  | 4
QFA3280.FWSC | QFA3280.FWSC | 80.89 | 10002419 | Siemens Industry, Inc. | ROOM RH&T, TEC/RJ-11, FULL HMI |  | 11
QFA32SS.EWSN | QFA32SS.EWSN | 81.52 | 10002419 | Siemens Industry, Inc. | ROOM RH&T, ANALOG, BLANK FRONT |  | 5
QFM2101 | QFM2101 | 73.64 | 10002419 | Siemens Industry, Inc. | SENSOR (DUCT) RH: 4-20MA |  | 1
QFM2160U | QFM2160U | 82.3 | 10002419 | Siemens Industry, Inc. | DUCT RH & TEMP SENSOR, 0-10V, 5% |  | 3
QFM3100 | QFM3100 | 102.07 | 10002419 | Siemens Industry, Inc. | DUCT RH SENSOR, 0-10V, 2% |  | 27
QFM3101 | QFM3101 | 102.07 | 10002419 | Siemens Industry, Inc. | DUCT RH SENSOR, 4-20mA, 2% |  | 56
QFM3160 | QFM3160 | 112.64 | 10002419 | Siemens Industry, Inc. | DUCT RH & TEMP SENSOR, 0-10V, 2% |  | 3
QFM3171 | QFM3171 | 112.64 | 10002419 | Siemens Industry, Inc. | DUCT RH & TEMP SENSOR, 4-20mA, 2% |  | 8
QMX3.P34 | QMX3.P34 | 61.24 | 10002419 | Siemens Industry, Inc. | QMX3 ROOM TEMP WITH DISPLAY |  | 71
QMX3.P34-1WSB | QMX3.P34-1WSB | 61.24 | 10002419 | Siemens Industry, Inc. | QMX3 ROOM TEMP WITH DISPLAY (COO=USA) |  | 672
QMX3.P74 | QMX3.P74 | 215.27 | 10002419 | Siemens Industry, Inc. | QMX3 ROOM TEMP, RH & CO2 WITH DISPLAY |  | 9
QMX3.P74-1WSB | QMX3.P74-1WSB | 215.27 | 10002419 | Siemens Industry, Inc. | QMX3 ROOM TMP, RH & CO2, DISP (COO=USA) |  | 37
QMX3.P87-1WSC | QMX3.P87-1WSC | 150 | 10002419 | Siemens Industry, Inc. | WALL MOUNT FUME HOOD ODP (PL-LINK) |  | 67
QPA2000 | QPA2000 | 143.62 | 10002419 | Siemens Industry, Inc. | ROOM CO2 SENSOR, 0-10V |  | 4
QPA2002D | QPA2002D | 227.47 | 10002419 | Siemens Industry, Inc. | ROOM CO2 + VOC SENSOR, 0-10V, DISPLAY |  | 2
QPA2062 | QPA2062 | 253.07 | 10002419 | Siemens Industry, Inc. | ROOM CO2 + TEMP + RH SENSOR, 0-10V |  | 2
QPA2282.EWSC | QPA2282.EWSC | 138.68 | 10002419 | Siemens Industry, Inc. | RS, CO2/T, SIEMENS LOGO |  | 1
QPA2284.FWSC | QPA2284.FWSC | 202.25 | 10002419 | Siemens Industry, Inc. | ROOM SNSR, CO2+TE+RH, TEC/RJ11, FULL HMI |  | 34
QPM2100 | QPM2100 | 179.24 | 10002419 | Siemens Industry, Inc. | DUCT CO2 SENSOR, 0-10V |  | 86
QPM2100N | QPM2100N | 0 | 10002419 | Siemens Industry, Inc. | OBSOLETE, R/B QPM2100 |  | 3
QPM2102 | QPM2102 | 220.73 | 10002419 | Siemens Industry, Inc. | SENSOR, CO2 AND VOC, DUCT, 0-10V, |  | 1
QPM2162 | QPM2162 | 281.54 | 10002419 | Siemens Industry, Inc. | DUCT CO2 + TEMP + RH SENSOR, 0-10V |  | 2
RH1B-U-AC24V-KIT | RH1B-U-AC24V-KIT | 4.5 | 30012824 | CORE COMPONENTS INC | RELAY, GP SPDT AC24V 10A |  | 15
RH2B-U-AC24V-KIT | RH2B-U-AC24V-KIT | 4.46 | 30012824 | CORE COMPONENTS INC | RELAY&SOC,GP DPDT AC24V 10A |  | 4
RH2B-UL-AC120V | RH2B-UL-AC120V | 3.44 | 30012824 | CORE COMPONENTS INC | RELAY,GP DPDT AC120V 10A W/LED |  | 120
RH2B-UL-AC24V | RH2B-UL-AC24V | 3.37 | 30012824 | CORE COMPONENTS INC | RELAY,GP DPDT AC24V 10A W/LED |  | 53
RH2B-UL-AC24VKIT | RH2BUL-AC24VKIT | 4.89 | 30012824 | CORE COMPONENTS INC | RELAY&SOC,GP DPDT AC24V W/LED |  | 89
RH3B-ULAC24V-KIT | RH3B-ULAC24V-KIT | 7.79 | 30012824 | CORE COMPONENTS INC | (1) RH3B-ULAC24V and (1) SH3B-05 socket |  | 3
RH4B-UL-AC24V | RH4B-UL-AC24V | 8.41 | 30012824 | CORE COMPONENTS INC | RELAY,GP 4PDT AC24V 10A W/LED |  | 156
RIB2401B | RIB2401B | 11.1 | 30014261 | FUNCTIONAL DEVICES INC | 20A SPDT 24VAC/DC/120VAC |  | 2
RIB2401SB | RIB2401SB | 14.35 | 30014261 | FUNCTIONAL DEVICES INC | 20A + HOA 24VACDC120VAC |  | 6
RIB2402D | RIB2402D | 13.43 | 30014261 | FUNCTIONAL DEVICES INC | 10A DPDT 24VACDC 208277VAC |  | 3
RIBHX24BF | A7F30058400 | 0 | X | X | RIBHX24BF, 20AMP RELAY/CURRENT SENSOR 24 |  | 4
RIBL3C | RIBL3C | 21.45 | 30014261 | FUNCTIONAL DEVICES INC | 10A 3-SPST-NO 10-30VAC/DC |  | 6
RIBMNLB-2NO | A7F30086326 | 31.78 | 30014261 | FUNCTIONAL DEVICES INC | AHU FAN SAFETY ALR CIRC,2-IN,NO OUT |  | 15
RIBMNLB-4 | A7F30018267 | 41.86 | 30014261 | FUNCTIONAL DEVICES INC | AHU FAN SAFETY ALARM CIRCUIT 4-INPUT |  | 82
RIBMNLB-4NO | A7F30086327 | 41.86 | 30014261 | FUNCTIONAL DEVICES INC | AHU FAN SAFETY ALARM CIRCUIT 4-INPUT |  | 35
RIBMNLB-6 | A7F30018266 | 52.28 | 30014261 | FUNCTIONAL DEVICES INC | AHU FAN SAFETY ALARM CIRCUIT 6-INPUT |  | 7
RIBMNLB-6NO | A7F30086328 | 52.28 | 30014261 | FUNCTIONAL DEVICES INC | AHU FAN SAFETY ALR CIRC,6-IN,NO OUT |  | 42
RIBU1C | RIBU1C | 6.89 | 30014261 | FUNCTIONAL DEVICES INC | AHU FAN SAFETY ALR CIRC,6-IN,NO OUT |  | 676
RIBU1C-N4 | RIBU1C-N4 | 10.44 | 30014261 | FUNCTIONAL DEVICES INC | 120VAC 24VAC/DC SPDT NEMA4 |  | 10
RIBU2C | RIBU2C | 13.69 | 30014261 | FUNCTIONAL DEVICES INC | RIB 120VAC 24VAC/DC 2SPDT |  | 3
RIBX24SBA | RIBX24SBA | 25.58 | 30014261 | FUNCTIONAL DEVICES INC | ADJ CS+20A SPDT 24VAC/DC W/HOA |  | 25
RIBX24SBF | RIBX24SBF | 24.36 | 30014261 | FUNCTIONAL DEVICES INC | CS ENC INT FIX 0.5-20A +REL,OV |  | 21
RIBXGF | RIBXGF | 15.57 | 30014261 | FUNCTIONAL DEVICES INC | CS ENC SPLIT FIX 0.35-150A WIR |  | 1
RIBXGTF | A7F30008363 | 15.95 | 30014261 | FUNCTIONAL DEVICES INC | CURR SWITCH SPL CORE FIX TRIP |  | 29
RPS | A7F30056179 | 4.4 | 30014261 | FUNCTIONAL DEVICES INC | ROOM STATIC PRESSURE SENSOR |  | 100
RTR | UBF | 80 | 30083441 | OMICRON CONTROLS INC | RTR |  | 2
S1A | A7F30051264 | 0 | 30019454 | BELIMO AIRCONTROLS (USA) IN | END SWITCH FOR BELIMO ACT |  | 1
S2A | A7F30046417 | 68 | 30019454 | BELIMO AIRCONTROLS (USA) IN | S2A AUXILIARY SWITCHES (SN2 OLD PT #) |  | 5
SH2B-05 | SH2B-05 | 1.52 | 30012824 | CORE COMPONENTS INC | SOCKET-DP IDEC RELAY W/LED |  | 173
SH4B-05 | SH4B-05 | 3.01 | 30012824 | CORE COMPONENTS INC | SOCKET-4P IDEC RH4-SERIES |  | 156
SPH10 | A7F30001097 | 0 | 30013723 | VAISALA INC | STATIC PRESSURE HEAD |  | 20
SS-2211 | A7F30049247 | 0 | 30017842 | SAFETY TECHNOLOGY INTERNATI | SS-2211 SAFETY SWITCH |  | 2
SS2214 | X | 0 | 30017842 | SAFETY TECHNOLOGY INTERNATI | MOMENTARY MUSHROOM SAFETY SWITCH |  | 106
SS2229PO | X | 0 | 30017842 | SAFETY TECHNOLOGY INTERNATI | EMERGENCY POWER OFF BUTTON |  | 2
SSG1-67 | A7F30001835 | 7.84 | 30018335 | KELE AND ASSOCIATES INC | 7/8in HOLE SS WALL PLATE BOX MOUNTED |  | 57
SYSTEM-10 | A7F30026437 | 0 | 30026672 | ONICON INC | SYSTEM-10, TEMPERATURE SENSORS |  | 4
SYSTEM-10-BAC | A7F30028316 | 0 | 30026672 | ONICON INC | SYSTEM-10-BAC BTU METER, BACNET MS/TP |  | 6
SYSTEM-10-P1 | A7F30024366 | 0 | 30026672 | ONICON INC | SYSTEM-10-P1 BTU METER |  | 2
TE-TNS-N044N-12 | UBF | 9.15 | 30011137 | DWYER INSTRUMENTS INC | 4" MACHINED THERMOWELL |  | 16
TFBDR00 | A7F30058423 | 0 | 30016807 | VERIS INDUSTRIES LLC | TEMP, DUCT W/MTG BOX, 4 IN., 10K |  | 20
TFBHR02 | UBF | 28.49 | 30016807 | VERIS INDUSTRIES LLC | SENSOR, 4" DUCT, 10K, T3, CAL |  | 2
TFBTR00 | TFBTR00 | 0 | 30016807 | VERIS INDUSTRIES LLC | TEMP,DUCT W/MTG BOX,4 IN.,100K |  | 56
TIGA1H1 | UBF | 45.08 | 30016807 | VERIS INDUSTRIES LLC | IMMERSION TEMP SENSOR, 10K, T3, 2.5" |  | 4
TR100VA001 | A7F30024588 | 12.97 | 30014261 | FUNCTIONAL DEVICES INC | XFRMR 100VA,120-24V,SINGLE HUB,CLASSII U |  | 10
TR100VA002 | A7F30008355 | 14.09 | 30014261 | FUNCTIONAL DEVICES INC | Xfrmr 100VA,120-24V,dual hub,ClassII UL |  | 307
TR20VA004 | X | 0 | 30014261 | FUNCTIONAL DEVICES INC |  |  | 1
TR50VA001 | A7F30024573 | 7.02 | 30014261 | FUNCTIONAL DEVICES INC | XFRMR 50VA,120-24V,SINGLE HUB,CLASS II U |  | 1
TR50VA002 | A7F30024572 | 7.4 | 30014261 | FUNCTIONAL DEVICES INC | XFRMR 50VA,120-24V,DUAL HUB,CLASS II UL |  | 107
TR50VA004 | A7F30008686 | 11.23 | 30014261 | FUNCTIONAL DEVICES INC | XFRMR 50VA,480/277/240/120-24V,DUAL HUB, |  | 7
TR50VA005 | A7F30024570 | 10.09 | 30014261 | FUNCTIONAL DEVICES INC | XFRMR 50VA,120-24V,SINGLE HUB,CLASS II C |  | 48
TR50VA014 | A7F30024565 | 10.44 | 30014261 | FUNCTIONAL DEVICES INC | XFRMR 50VA,277V-24V 1 HUB CLASS 2 UL LIS |  | 27
TR50VA016 | A7F30024564 | 11.41 | 30014261 | FUNCTIONAL DEVICES INC | Xfrmr 50VA,240/208/120-24V,Single Hub,Cl |  | 1
TT-470 | A7F30066638 | 0 | X | X | TT-470 TILT TRANSDUCER, 1/2 IN CRANK ARM |  | 8
TTE-104-W | UBF | 294.4 | 30011137 | DWYER INSTRUMENTS INC | 4" TEMP RTD XMITTER, EXPLOSION PROOF |  | 4
TTE-104-W-LCD | A7F30068815 | 0 | 30018335 | KELE AND ASSOCIATES INC | 4" IMMERSION SENSOR W/ LCD, DWYER |  | 12
TWXH01 | UBF | 106.75 | 30016807 | VERIS INDUSTRIES LLC | SENSOR, WALL, 10K, T3 |  | 1
TXA1.K12 | TXA1.K12 | 5.81 | 10002419 | Siemens Industry, Inc. | @ADDRESS KEY 1-12 + RESET KEY |  | 15
TXA1.K24 | TXA1.K24 | 11.43 | 10002419 | Siemens Industry, Inc. | @ADDRESS KEY 1-24 |  | 97
TXB1.P1 | TXB1.P1 | 176.82 | 10002419 | Siemens Industry, Inc. | BUS INTERFACE MODULE FOR P1 |  | 2
TXM1.16D | TXM1.16D | 155.75 | 10002419 | Siemens Industry, Inc. | 16 DIGITAL INPUT MODULE |  | 247
TXM1.6R | TXM1.6R | 153.04 | 10002419 | Siemens Industry, Inc. | 6 RELAY OUTPUT MODULE |  | 14
TXM1.6R-M | TXM1.6R-M | 239.8 | 10002419 | Siemens Industry, Inc. | 6 RELAY OUTPUT MODULE W/OVD |  | 102
TXM1.8D | TXM1.8D | 101.82 | 10002419 | Siemens Industry, Inc. | 8 DIGITAL INPUT MODULE |  | 99
TXM1.8U-ML | TXM1.8U-ML | 331.32 | 10002419 | Siemens Industry, Inc. | 8 UNIV I/O MODULE W/ OVD&LCD |  | 52
TXM1.8X | TXM1.8X | 254.52 | 10002419 | Siemens Industry, Inc. | 8 UNIV I/O MODULE W/ 4-20MA |  | 220
TXM1.8X-ML | TXM1.8X-ML | 382.16 | 10002419 | Siemens Industry, Inc. | 8 UNIV I/O W/ 4-20MA, OVD&LCD |  | 246
TXS1.12F10 | TXS1.12F10 | 140.41 | 10002419 | Siemens Industry, Inc. | Pwr Supply 1.2A 10A Fuse |  | 1
TXS1.12F4 | TXS1.12F4 | 117.6 | 10002419 | Siemens Industry, Inc. | 24VDC SUPPLY 1200MA, 4 A FUSE |  | 318
TXS1.EF4 | TXS1.EF4 | 30.07 | 10002419 | Siemens Industry, Inc. | BUS CONNECTION MODULE, 4A FUSE |  | 36
US27 | US27 | 0 | 30018335 | KELE AND ASSOCIATES INC | OBS DUCT/IMMERSION THERM.TYPE 27 |  | 10
WD-1B | WD-1B | 0 | 30018335 | KELE AND ASSOCIATES INC | WATER DETECTOR-SPDT OUTPUT |  | 52
ZPS-10-SR05-BB-NT | A7F30063183 | 68 | 30044048 | BAPI | ZPS-10-SR05-BB-NT ZONE PRESS SENSOR 0-5" |  | 1
ZPS-10-SR72-BB-NT-D | UBF | 115.6 | 30044048 | BAPI | BAPI DIFF PRS O-10VDC,0-2 INWC,DISP |  | 17
ZPS-20-SR72-BB-NT-D | UBF | 115.6 | 30044048 | BAPI | BAPI DIFF PRS 4-20MA,0-2 INWC,DISP |  | 8
ZPS-20-SR75-BB-NT-D | A7F30081743 | 68 | 30044048 | BAPI | BAPI DIFF PRS 4-20MA,0-5 INWC,DISP |  | 39
ZPS-ACC06 | A7F30023879 | 0 | X | X | ZPS-ACC06, CLG MNT CVR W/SSTATIC PRESS P |  | 12
ZPS-ACC10 | A7F30018449 | 68 | 30044048 | BAPI | ZPS-ACC10 OUTSIDE AIR PICKUP PORT |  | 1
ZS-150 | A7F30048748 | 52.09 | 30019454 | BELIMO AIRCONTROLS (USA) IN | ZS-150, DMPR ACT WEATHR SHIELD |  | 1
BA/T100[40 TO 240F]-I-4"-SS-WP | A7F30075464 | 0 | X | X | 4" IMMERSION TEMP SENSOR
2301050PD3V11B | 2301050PD3V11B | 322.5 | 30013560 | SETRA SYSTEMS INC | DP TRAN,WET,50PSI,4-20MA,W/MAN |  | 2
A/CP-D-4"-PB | A7F30096087 | 6.75 | 30018801 | AUTOMATION COMPONENTS INC | DUCT PROBE, 4IN, 10K T2, PLASTIC BOX |  | 186
GMA126.1P | GMA126.1P | 104.63 | 10002419 | Siemens Industry, Inc. | ACT, 2P ,SR,PLENUM |  | 3
H900 | H900 | 18.83 | 30016807 | VERIS INDUSTRIES LLC | DIGITAL SPLIT CORE CURRENT SW |  | 3
PSH500A | PSH500A | 188.74 | 30014261 | FUNCTIONAL DEVICES INC | PS FIVE 100VA C2 120-24VAC ENC |  | 5
BA/1K-A-100' | UBF | 123.9 | 30044048 | BUILDING AUTOMATION PRODUCTS INC | BA/1K-A-100, 1K PT FLEXIBLE AVG SENSOR |  | 9
BA/2MB | BA/2MB | 9.66 | 30044048 | BAPI | BRASS THERMOWELL 2" |  | 1
BA/4MB | BA/4MB | 10.92 | 30044048 | BAPI | N/A |  | 1
BA/6MB | BA/6MB | 37.8 | 30044048 | BAPI | BRASS THERMOWELL 6" |  | 2
BA/T1K(32-212F)-I-2-BBX | BA/T1K(32-212F)-I-2-BBX | 48.96 | 30044048 | BAPI | IMMERSION TEMP 2" 4-20MA XMTR |  | 1
BA/T1K(32-212F)-I-6-BBX | BA/T1K(32-212F)-I-6-BBX | 48.96 | 30044048 | BAPI | IMMERSION TEMP 6" 4-20MA XMTR |  | 2
BA/T1K(32-212F)-L-4-BBX | BA/T1K(32-212F)-L-4-BBX | 48.96 | 30044048 | BAPI | IMMERSION TEMP 4" 4-20MA XMTR |  | 1
QAM2030.250 | QAM2030.250 | 32.56 | 100002419 | Siemens Industry, Inc | DUCT AVG TEMP, 10K OHM TYPE 2, 8' FLEX |  | 13
RIBMNLB-2 | A7F30018268 | 31.78 | 30015261 | FUNCTIONAL DEVICES INC | AHU FAN SAFETY ALARM CIRCUIT 2-INPUT |  | 1
TS-475 | A7F30013471 | 24 | 30018335 | KELE AND ASSOCIATES INC | Non Mercury Damper End Switch |  | 6
TXM1.8U | TXM1.8U | 203.96 | 10002419 | Siemens Industry, Inc. | 8 Universal |  | 1
7ME6580-3TJ14-2AA2 | A7f30072348 | 585.19 | PE16040990 | Siemens Industry, Inc.SPD | Magmtr,4"Ebonite,150Flg,w/o RemoteTrans |  | 1
7ME6580-4PJ14-2AA2 | A7F30072348 | 935.95 | PE16040990 | Siemens Industry, Inc.SPD | Magmtr,8"Ebonite,150Flg,w/o RemoteTrans |  | 1
7ME6920-1AA30-0AA0 | 7ME6920-1AA30-0AA0 | 685.98 | PE16040990 | Siemens Industry, Inc.SPD | FLOW METER TRANSMITTER |  | 2
QMX3.P87-1WSC | QMX3.P87-1WSC | 150 | 10002419 | Siemens Industry Inc. | FUME HOOD OPERATOR DISPLAY PANEL
26712R5WD2EA1HD | UBF | 135 | 30013560 | SETRA SYSTEMS INC | DP XMTR,0-2.5" WC,0-10VDC,0.5%,DISP |  | 15
A20N20BLP | QMX3.P87-1WSC | 150 | 10002419 | Siemens Industry Inc. | 20X20X8 NEMA 1 ENCLOSURE |  | 108
A20N20MPP |  |  |  |  | PERF BACK PANEL |  | 108
2061100PG2M11AD8NN | UBF | 90 | 30013560 | SETRA SYSTEMS INC | PRS XMTR,0-100PSI,4-20MA,CN 6FT CBL |  | 6
270BC |  |  |  | KELE AND ASSOCIATES INC | WIRING BASE AND TOP COVER,GRAY |  | 29
270CLEDMB24AD | 270CLEDMB24AD | 134.94 | 30018335 | KELE AND ASSOCIATES INC | LED MODULE,MULTI,BLUE,24VAC |  | 2
270CLEDMR24AD | 270CLEDMR24AD | 134.94 | 30018335 | KELE AND ASSOCIATES INC | LED MODULE,MULTI,RED,24V |  | 29
270CLEDMY24AD | 270CLEDMY24AD | 134.94 | 30018335 | KELE AND ASSOCIATES INC | LED MODULE,MULTI,YELLOW,24VAC |  | 29
270TWM | UBF | 18.73 | 30018335 | KELE AND ASSOCIATES INC | 270TWM-THREADED WALL MOUNT,GRAY |  | 29
567-351 | 567-351 | 81.44 | 10002419 | Siemens Industry, Inc. | #1 PNEU PANEL 19X16X5.7 |  | 25
A-493 | A7F30056762 | 4.5 | 30011137 | DWYER INSTRUMENTS INC | 8" STRAIGHT STATIC PRESSURE TIP W/FLANGE |  | 6
ASI451141 |  |  |  |  | ANALOG SIGNAL SPLITTER |  | 10
ASW210 | ASW210 | 8.22 | 30012824 | CORE COMPONENTS INC | SELECTOR SW 2POS 1NO |  | 1
BA/10K-2-A-50' | A7F30094243 |  | 30044048 | BUILDING AUTOMATION PRODUCTS INC | BAPI FLEX AVG,50 FT,10K T2 |  | 3
BA/10K-2-I-8-SS-BB2 | BA/10K-2-I-8-SS-BB2 | 27.88 | 30044048 | BUILDING AUTOMATION PRODUCTS INC | IMM TEMP,10K T2,8" SS,BAPI BOX |  | 60
BA/8 | BA/8 | 11.76 | 30044048 | BUILDING AUTOMATION PRODUCTS INC | IMM WELL,8",WELDED,SS |  | 15
BA/H200-O-BB2 | BA/H200-O-BB2 | 85.68 | 30044048 | BUILDING AUTOMATION PRODUCTS INC | OA %RH,2%,0-10V/4-20MA,NEMA4X |  | 4
F-3500 | A7F30053553 | 2058.6 | 30026672 | ONICON INC | INSERTION ELECTROMAGNETIC FLOW METER |  | 2
GTC116-PC | A7F30058750 | 2244.5 | 30031013 | Holland Equipment / Ebtron | EBTRON DUCT PROBE-HI DENS,ANALOG/BACNET |  | 2
H608 | H608 | 17.02 | 30016807 | VERIS INDUSTRIES LLC | CUR SW SPLTCOR-ADJ SETPT W/LED |  | 14
PS1001 |  |  | 30018335 | KELE AND ASSOCIATES INC | 24VDC PWR SPLY,1.5A,24VAC IN |  | 1
PXX-485.3 | PXX-485.3 | 186.94 | 10002419 | Siemens Industry, Inc. | PXC MOD EXPANSION MODULE, 3 RS-485 |  | 1
QAE2030.005 | QAE2030.005 | 19.4 | 10002419 | Siemens Industry, Inc. | IMMERSION TMP SNSR, 10K OHM TYPE 2, 2.5" |  | 7
RIBMNLB-6NO | A7F30086328 | 52.28 | 30014261 | FUNCTIONAL DEVICES INC | AHU FAN SAFETY ALR CIRC,6-IN,NO OUT |  | 1
LGEG862R06AAS | LGEG862R06AAS | 488.02 | 10002419 | Siemens Industry, Inc. | GENEXH 06 GVSL ENC ELEACT S10 |  | 9
LGEG862R08AAS | LGEG862R08AAS | 496.4 | 10002419 | Siemens Industry, Inc. | GENEXH 08 GVSL ENC ELEACT S10 |  | 8
LGEG862R10AAS | LGEG862R10AAS | 513.2 | 10002419 | Siemens Industry, Inc. | GENEXH 10 GVSL ENC ELEACT S10 |  | 6
LGEG862R12AAS | LGEG862R12AAS | 528.9 | 10002419 | Siemens Industry, Inc. | GENEXH 12 GVSL ENC ELEACT S10 |  | 4
LGEG862R14AAS | LGEG862R14AAS | 562.45 | 10002419 | Siemens Industry, Inc. | GENEXH 14 GVSL ENC ELEACT S10 |  | 3
LGEG862R16AAS | LGEG862R16AAS | 603.4 | 10002419 | Siemens Industry, Inc. | GENEXH 16 GVSL ENC ELEACT S10 |  | 1
173C-10300S | 173C-10300S | 98.15 | 10002419 | Siemens Industry, Inc. | 0.5" 2W 0.4CV SS BALL VLV+GDE161.1Q+ADPT |  | 12
173C-10301S | 173C-10301S | 98.15 | 10002419 | Siemens Industry, Inc. | 0.5" 2W 0.63CV SS BALL VLV+GDE161.1Q+ADP |  | 8
173C-10302S | 173C-10302S | 98.63 | 10002419 | Siemens Industry, Inc. | 0.5" 2W 1CV SS BALL VLV+GDE161.1Q+ADPTR |  | 6
173C-10303S | 173C-10303S | 98.63 | 10002419 | Siemens Industry, Inc. | 0.5" 2W 1.6CV SS BALL VLV+GDE161.1Q+ADPT |  | 3
173C-10304S | 173C-10304S | 99.13 | 10002419 | Siemens Industry, Inc. | 0.5" 2W 2.5CV SS BALL VLV+GDE161.1Q+ADPT |  | 1
173C-10353S | 173C-10353S | 112.74 | 10002419 | Siemens Industry, Inc. | 0.5" 3W 1.6CV SS BALL VLV+GDE161.1Q+ADPT |  | 1
LGSE000S06EBFO | LGSE000S06EBFO | 347 |  |  |  |  | 7
LGSE000S08EBFO | LGSE000S08EBFO | 367 |  |  |  |  | 6
LGSE000S10EBFO | LGSE000S10EBFO | 413 |  |  |  |  | 6
LGSE000S12EBFO | LGSE000S12EBFO | 479 |  |  |  |  | 6
LGSE000S14EBFO | LGSE000S14EBFO | 528 |  |  |  |  | 2
LGSG872S06EBFO | LGSG872S06EBFO | 676 |  |  |  |  | 1
LGSG872S12EBFO | LGSG872S12EBFO | 809 |  |  |  |  | 1
LGSG872S14EBFO | LGSG872S14EBFO | 858 |  |  |  |  | 2
8712E + 8705FM |  | 31594.26 |  |  | ROSEMOUNT METER & TRANSMITTER | 1
214CRTSMB1S3E0092SLAT1C3B1G3U |  | 271.95 |  |  | ROSEMOUNT TEMP SENSOR, PT100 | 2
114CE0070TAB3SC022AXW |  | 116.05 |  |  | ROSEMOUNT TEMPERATURE SENSORS, WELL | 2
3144PD1A2NAB4M5C2U5 |  | 1147.99 |  |  | ROSEMOUNT TEMPERATURE TRANSMITTER | 1
M70 FM |  | 690 |  |  | BADGER FLOW METER, SEE FM TAB BELOW | 4
125XBRZR24D |  |  |  |  | RED ALARM LIGHT, 24V | 22
134-1504 |  | 83.56 |  |  | T'STAT, LOW TEMP,15/55,MANUAL | 28
1420-24G-2SFP |  |  |  |  | HP ENTERPRISE NETWORK SWITCH, 24 PORT | 4
1900-10-MR |  | 45 |  |  | LOW DP SW 3%,3-11.75" MAN RES | 22
1900-5-MR |  | 45 |  |  | LOW DP SW 3%,1.4-5.5" MAN RES | 10
269-062 |  | 7.84 |  |  | PR269 ACCESSORY, SENSING TUBE | 81
546-00488 |  | 102 |  |  | VERT UNI-TRAK TOP ASSY,35" | 22
550-002 |  | 29.57 |  |  | ENCLOSURE ASSY,TEC | 10
567-351 |  | 78.31 |  |  | #1 PNEU PANEL 19X16X5.7 | 7
89STR-C-AQ |  | 120.45 |  |  | INDOOR STROBE CLEAR 24 AC/DC | 48
A/TT1K-HT-INW-4"-GD-H |  | 32.1 |  |  | IMM WELL HIGH TEMP 275F- 375F | 1
A/TT1K-HT-INW-4"-GD-M |  | 32.1 |  |  | IMM WELL MED TEMP 150F- 300F | 2
A/AN-A-12-GD |  | 10.93 |  |  | DUCT AVG TEMP, 10K T3, 12' | 1
A/AN-A-24-GD |  | 88.37 |  |  | AVG TEMP, 10K T3,-40/302F,24' | 160
A/AN-D-18-GD |  | 10.93 |  |  | DUCT POINT, 10K T3,-40/302F,18" PROBE | 2
A/AN-D-4-GD |  | 10.93 |  |  | DUCT POINT TEMP, 10K T2, 4" | 273
AFB24-S |  | 189.2 |  |  | DMPR ACT, 2 POS, 180 IN-LB | 18
AFB24-SR |  | 172.8 |  |  | DMPR ACT, 2/10 VDC, 180 IN-LB | 8
BA/LDT1-PS-BB |  | 53.72 |  |  | WATER LEAK DETECT, BUILT IN SENSOR | 1
BA/LDT1-RS5-BB |  |  |  |  | WATER LEAK DETECT, REMOTE SENSOR | 27
BA/ZPM-HR-NT-D |  | 146.76 |  |  | DIFF PRESS, 0-10 INWC, 4-20MA, DISP | 6
CDLSXX |  | 340.3 |  |  | DUCT CO2, 0/2000PPM, 4-20MA | 2
DXA.S04P1 |  | 110.7 |  |  | AIR FLOW PRES SENSOR 1" | 24
DXR2.E17C-103B |  | 226 |  |  | DXR2 AUTOMATION STATION, ETHERNET, 30PT | 57
DXR2.M12P-102B |  | 134.55 |  |  | DXR2.M12P ROOM AUTOMATION STATION | 232
DXR2.M18-101B |  | 141.87 |  |  | DXR2.M18 Room Automation Station | 10
EFB24 |  | 254.7 |  |  | DMPR ACT, 270 IN/LB, SR, ON/OFF | 6
EFB24-S |  | 68 |  |  | DMPR ACT, 270 IN/LB, ON/OFF, END SW | 6
EFB24-SR |  | 318 |  |  | DMPR ACT, 2/10 VDC, 270 IN-LB | 10
ESD-A02 |  | 318.75 |  |  | AFMS, 0/10 VDC, 5VA | 31
FS3 |  | 8.23 |  |  | 1/2IN NPT TO 1/8IN NPS ADAPTER | 2
GAP196.1P |  | 110 |  |  | 50 LB-IN,FAIL-IN-PLACE,2-SEC,PLENUM | 62
GDE131.1P |  | 35.72 |  |  | ACT NSR PLENUM 24/108L 5NM | 232
GTC116 + Probes |  | 2811 |  |  | GOLD SERIES, 4-20MA TRANSMITTER | 2
H308 |  | 30.31 |  |  | Current Switch,Micro,Split Core,Adj.,.75 | 31
H608 |  | 17.02 |  |  | CUR SW SPLTCOR-ADJ SETPT W/LED | 47
HMD60U |  | 315 |  |  | RH XMTR 2% 4-20 MA DUCT MT | 16
HMW92D |  | 273.75 |  |  | RH XMTR 2% 4-20 MA WALL W/DISP&CERT | 12
NFB24-S |  | 136.2 |  |  | 90IN-LB,SPR RET,2POS,24V,ENDSW | 2
NFB24-SR |  | 146.4 |  |  | DMPR ACT, 90 IN/LB, SR, 2/10VDC | 11
OS-1 |  | 362.78 |  |  | OXYGEN SENSOR | 24
PSS2-100-G |  | 137.82 |  |  | PSS2-100-G PRESSURE XMITER 0-100 PSI ENC | 4
PTX1E-G-05 |  | 211.49 |  |  | PTX1E-G-05, 0-30# PSI XDUCER ENCL WGAUGE | 1
PTX1E-G-07 |  | 207.74 |  |  | 0-100 PSIG TRANSMITTER/ENCLOSURE/GAUGE | 1
PTX1E-G-09 |  | 207.74 |  |  | 0-200 PSIG TRANSMITTER/ENCLOSURE/GAUGE | 1
PW2LX04S |  | 286.15 |  |  | PW2LX04S DIFPRES XDUCER,WET,0-100PSI,LCD | 25
PXA-ENC18 |  | 70.02 |  |  | ENCLOSURE ASSY 18 | 18
PXA-ENC34 |  | 224.31 |  |  | ENCLOSURE ASSY 34 | 15
PXA-SB115V192VA |  | 181.05 |  |  | SERVICE BOX 115V, 24VAC, 192VA | 22
PXC100-E96.A |  | 1377 |  |  | PXC MOD, BACNET, TX-I/O, 96 NODE, APOGEE | 3
QAA2230.EWSN |  | 9.04 |  |  | RTS, 10K OHM TYPE 2, BLANK FRONT | 17
QAA22SS.EWSN |  | 47.36 |  |  | RTS, ANALOG, BLANK FRONT | 1
QAE2032.005 |  | 16.28 |  |  | IMMERSION TMP SNSR, 10K OHM TYPE 3, 2.5" | 4
QAE2032.010 |  | 16.28 |  |  | IMMERSION TMP SNSR, 10K OHM TYPE 3, 4" | 10
QAE2032.015 |  | 16.28 |  |  | IMMERSION TMP SNSR, 10K OHM TYPE 3, 6" | 4
QAM2030.010 |  | 10.44 |  |  | DUCT POINT TEMP, 10K OHM TYPE 2, 4" | 6
QMX3.P34-1WSB |  | 61.24 |  |  | QMX3 ROOM TEMP WITH DISPLAY | 230
QMX3.P74-1WSB |  | 215.27 |  |  | QMX3 ROOM TEMP, RH & CO2 WITH DISPLAY | 10
QMX3.P87-1WSC |  | 150 |  |  | FH OPERATING DISPLAY PANEL | 22
RH2B-U-AC24V |  | 2.84 |  |  | RELAY,GP DPDT AC24V 10A | 14
RH2B-UL-AC24V |  | 3.37 |  |  | RELAY,GP DPDT AC24V 10A W/LED | 12
RH2BUL-AC24VKIT |  | 4.85 |  |  | RELAY&SOC, GP DPDT AC24V W/ LED | 84
RIB2401SB |  | 14.35 |  |  | 20A + HOA 24VACDC120VAC | 4
RIBMNLB-4NO |  | 41.86 |  |  | AHU FAN SAFETY ALR CIRC,4-IN,NO OUT | 13
RIBMNLB-6NO |  | 52.28 |  |  | AHU FAN SAFETY ALR CIRC,6-IN,NO OUT | 1
RIBU1C |  | 6.89 |  |  | OBS/BY RIBU1C FD 120VAC 24VAC/DC SPDT | 106
RPS-W |  | 12.32 |  |  | RPS-W, ROOM PRESSURE SENSOR - WHITE | 2
SP236 |  | 250 |  |  | CURRENT/MILLVOLT INPUT SPLITTER | 1
SRW6U |  | 164.99 |  |  | WALL MOUNT SWITCH ENC | 2
SS2224ZA-EN |  | 43 |  |  | EMERG PUSH BUTTON, RED | 22
ST-W3-E-XL9 |  | 17.15 |  |  | IMM TEMP, 10K OHM TYPE 3, 9" | 2
TR100VA002 |  | 13.28 |  |  | Xfrmr 100VA,120-24V,dual hub,ClassII UL | 11
WBR |  | 80.29 |  |  | 125XBR WALL MOUNT BRACKET | 22
WS-9 |  | 53.73 |  |  | IMM WELL 9" STAINLESS STEEL | 2
ZG-JSL |  | 75 |  |  | DMRP ACT JACKSAFT MOUNTING | 5
ZPS-10-SR71-BB-NT-D |  | QUOTE |  |  | DP TRANS, 0-10V, 0-1 INWC, DISP | 10
ZPS-20-LR57-BB-NT-D |  | 170 |  |  | BAPI DP, 4-20mA, -.25/.25 INWC, DISP | 2
ZPS-20-SR71-BB-NT-D |  | QUOTE |  |  | BAPI DIFF PRS, 4-20MA, 0-1 INWC, DISP | 18
ZPS-20-SR73-BB-NT-D |  | 115.6 |  |  | DP TRANS, 0-2.5",4-20MA,DISP | 17
ZPS-20-SR75-BB-NT-D |  | 68 |  |  | BAPI DIFF PRS 4-20MA,0-5 INWC,DISP | 35
ZPS-ACC10 |  | 68 |  |  | ZPS-ACC10 OUTSIDE AIR PICKUP PORT | 2
VALVE SCHEDULE |  | 42180 |  |  | REVIEW VALVE SCHEDULE, TAB BELOW | 1
Lab Exhaust Boxes |  | 38914.16 |  |  |  | 1
LSM-FLN36.A |  | 686.91 |  |  | FLN LICENSE FOR PXC36 | 3
PXC00-E96.A |  | 1057.62 |  |  | PXC MOD, BACNET, 96 NODE, APOGEE | 3
PXC100-E96.A |  | 1377 |  |  | PXC MOD, BACNET, TX-I/O, 96 NODE, APOGEE | 7
PXC24.2-M.A |  | 485 |  |  | APOGEE 24 PT, BACNET MS/TP | 17
PXC36-E.A |  | 924.68 |  |  | PXC COMPACT 36-PT, BACNET, APOGEE | 3
PXX-485.3 |  | 183.27 |  |  | PXC MOD EXPANSION MODULE, 3 RS-485 | 10
TXA1.IBE |  | 78.08 |  |  | Island Bus Expansion | 5
TXA1.K24 |  | 10.99 |  |  | @ADDRESS KEY 1-24 | 7
TXM1.16D |  | 152.7 |  |  | 16 DI | 16
TXM1.6R-M |  | 235.1 |  |  | 6 DO Relay w/HOA | 16
TXM1.8D |  | 101.82 |  |  | 8 DI | 1
TXM1.8U |  | 189.51 |  |  | 8 Universal | 15
TXM1.8X |  | 249.53 |  |  | 8 Sup Univ w/4-20mA | 21
TXM1.8X-ML |  | 382.16 |  |  | 8 Sup Univ w/4-20 w/LOID | 17
TXS1.12F4 |  | 115.29 |  |  | Pwr Supply 1.2A 4A Fuse | 14
TXS1.EF4 |  | 30.07 |  |  | Bus Extender 4A Fuse | 8
PXA.ENC18 |  | 68.65 |  |  | ENCLOSURE | 18
PXA.ENC34 |  | 228.8 |  |  | ENCLOSURE | 14
PXA-SB115V192VA |  | 186.27 |  |  | POWER SUPPLY | 14
567-551 |  | 57.2 |  |  | 567-551 CNTRL CABINET SML #0
qad2032u |  | 12.32 |  |  | suface temp sensor
dxr2.m10pl-102b |  | 154.11 |  |  | DXR2.m10pl room as glb actuator
172h-10301s |  | 81.62 |  |  | 0.5'' s2 0.63cv ss ball vlv
BASGLX-M1 |  | 395 |  |  | Modbus Router
TGW-AC |  | 225 |  |  | CO sensor
172P-10321S* |  | 152.46
WD-2-T-10 |  | 161
A7F30011757 |  | 161
SS2221ZA-EN |  | 39
QMX3.P70-1WSB
26412R5WB11A1C |  | 72
BA/FPB-50 |  | 25
QMX3.P30-1WSB |  | 50.6
A7F30018310 |  | 53.59
riblb-4 |  | 53.59
A7F30061934 |  | 7.57
ss3 |  | 7.57
HMS112 |  | 300
QAM2030.020 |  | 11
A7F30024566 |  | 10.45
TR50VA009 |  | 10.45
A7F30018311 |  | 43.09
riblb-2 |  | 43.09
KCO-R-H |  | 250
SS2231ZA-EN |  | 39
SS2271ZA-EN |  | 39
868STR-C-AQ |  | 129
ST-X3 |  | 400
SS2024ZA-EN |  | 39
EF-A1000 |  | 318
134-1504 | T'STAT, LOW TEMP,15/55,MANUAL | 83.56 |  | 1253.4 | AHU
134-1511 | LOW TEMP DET STAT MNL RESET | 59.9 |  | 59.9 | AHU
141-0574 | AIR FLOW SWITCH .05-1.0 WC | 38.34 |  | 383.4 | AHU
171A-10300 | 0.5" 2W 0.4CV BALL VLV+GDE131.1P | 47.37 |  | 6158.1 | VAV
171K-10309S | 0.75" 2W 10CV SS BALL VLV+GQD151.1P | 117.32 |  | 2111.76 | AHU
172K-10304S | 0.5" 2W 2.5CV SS BALL VLV+GQD151.1P NC | 104.01 |  | 13521.3 | VAV
2301001PB2F11B | DP TRANS,WET,+/-1PSID,4-20MA | 215 |  | 215 | Hydronics
259-02000 | 2WNC,LN,BZ,OR,FXF,0.5/0.4 | 60.31 |  | 4282.01 | AHU
2641001WB11A1C | DP TRAN AIR,1%,+/-1" ENC | 63 |  | 2394 | AHU
269-062 | PR269 ACCESSORY, SENSING TUBE | 9.65 |  | 193 | AHU
274-03168 | 2WNO BZ =% OR FXF 1.25/16.00 | 423.3 |  | 2116.5 | AHU
289-05980 | 2.5"N.O,125,BZ=%,OR+SKB82.51U | 694.7 |  | 3473.5 | AHU
289-05981 | 3" N.O,125,BZ=%,OR+SKB82.51U | 791.13 |  | 3955.65 | AHU
536-811 | 100K OHM DUCT TEMP SENSOR | 6.75 |  | 1147.5 | VAV
537-773 | CABLE, 25FT MODULAR | 10.47 |  | 261.75 | VAV
544-339-18 | DCT PT SNSR, PT 1K OHM, (375), 18" PROBE | 18.96 |  | 189.6 | VAV
544-342-16 | FLEX AVER SNSR, PT 1K OHM, 16FT PROBE | 55.91 |  | 2236.4 | AHU
544-343-18 | DCT AV. TEMP, 1K OHM PT(375), 18", RIGID | 41.61 |  | 83.22 | AHU
544-577-25 | IMMWELL SNSR, PT 1K OHM, (375),2.5" LGTH | 36.7 |  | 880.8 | Hydronics
544-577-25 | IMMERSION TMP SNSR, PT 1K OHM(375) 2.5" | 36.7 |  | 110.1 | Hydronics
544-578 | O/AIR TEMP SENS (-40/240F) | 18.59 |  | 18.59 | Misc
546-04000 | FUME HOOD SASH STRING POT 50" | 156 |  | 3900 | Lab
588-100A | 6-WIRE 2-RJ11 RS CABLE 25'PLMN | 4.36 |  | 78.48 | VAV
588-100B | 6-WIRE 2-RJ11 RS CABLE 50'PLMN | 6.96 |  | 1190.16 | VAV
599-06042 | 4"NO.VALVE ASY.SS.STM.LIN,125 | 684.68 |  | 684.68 | AHU
A7F30008355 | Xfrmr 100VA,120-24V,dual hub,ClassII UL | 13.28 |  | 13.28 | AHU
A7F30011225 | DP TRAN WET UNI/BI 0-5/10/25/50P,LCD,MAN | 352 |  | 2112 | Hydronics
A7F30033277 | Zone Stat,2Float,1Aux,BACnet,No Logo | 125.2 |  | 125.2 | Hydronics
R9999 | gex per quote | 900.48 |  | 900.48 | Lab
R9999 | lab ip | 500 |  | 500 | Lab
R9999 | lab supply per quote | 985.46 |  | 1970.92 | Lab
R9999 | le per quote | 1061.96 |  | 1061.96 | Lab
R9999 | explosion proof stuff | 2000 |  | 2000 | Misc
R9999 | gex per quote | 474.87 |  | 1424.61 | Lab
R9999 | le per quote | 1142.7 |  | 18283.2 | Lab
R9999 | le per quote | 900.48 |  | 900.48 | Lab
R9999 | afms in the exhaust duct to lef | 1380 |  | 2760 | Lab
R9999 | Belimo Actuators | 700 |  | 1400 | Hydronics
R9999 | workstation | 1200 |  | 1200 | Misc
R9999 | lucid parts | 6000 |  | 6000 | Misc
R9999 | Di water misc parts m709 | 1000 |  | 1000
R9999 | Ruskin Damper quote | 13966 |  | 13966 | AHU
R9999 | FM 1000 chw | 2293 |  | 2293 | Hydronics
R9999 | FM 1000 hw | 2284 |  | 2284 | Hydronics
R9999 | FM HX CHW and MTCHW | 1940 |  | 3880 | Hydronics
R9999 | FM MTCHW MU | 835 |  | 835 | Hydronics
RIBU1C | RIB 120VAC 24VAC/DC SPDT | 6.89 |  | 165.36 | Hydronics
RIBU2SC | RIB 120/24 SPST-NO & SPDT | 16.97 |  | 2392.77 | AHU
S55624-H117 | QMX2.P43 ROOM UNIT TEMP.&HUMID.SENSOR | 80.22 |  | 10428.6 | VAV
TXM1.16D | 16 DIGITAL INPUT MODULE | 152.7 |  | 1527 | Hydronics
TXM1.6R | 6 RELAY OUTPUT MODULE | 153.04 |  | 3366.88 | Hydronics
TXM1.8D | 8 DIGITAL INPUT MODULE | 101.82 |  | 610.92 | Hydronics
TXM1.8X | 8 UNIV I/O MODULE W/ 4-20MA | 249.53 |  | 13724.15 | AHU
TXS1.12F4 | 24VDC SUPPLY 1200MA, 4 A FUSE | 115.29 |  | 922.32 | Hydronics
R9999 | HW Flow meter HW MU | 925 |  | 925 | Hydronics
R9999 | AFMS in the supply air | 1380 |  | 2760 | AHU
R9999 | AFMS for the fans | 750 |  | 18000 | AHU
R9999 | AFMS and damper in the relief duct | 1380 |  | 2760 | AHU
R9999 | afms and dampers in the floors | 1380 |  | 5520 | AHU
R9999 | FM AHU CHW | 1693 |  | 3386 | AHU
R9999 | FM AHU HW | 1523 |  | 3046 | AHU
R9999 | AFMS in the SA duct | 1380 |  | 4140 | AHU
R9999 | AFMS in the RA duct | 1380 |  | 11040 | AHU
R9999 | Vaisala dewpoint in sa | 3000 |  | 6000 | AHU
R9999 | FM CHW CB | 1693 |  | 3386 | Hydronics
R9999 | FM HW CB | 1523 |  | 3046 | Hydronics
R9999 | Room wall switches | 200 |  | 3200 | vav
R9999 | FM CHW Lab | 1693 |  | 1693 | AHU
R9999 | FM HW Lab | 1640 |  | 1640 | AHU
R9999 | lab supply per quote | 1042.19 |  | 9379.71 | Lab
R9999 | gex per quote | 520.05 |  | 1040.1 | Lab
R9999 | le per quote | 1042.19 |  | 1042.19 | Lab
R9999 | elf | 400 |  | 3200 | Lab
R9999 | purge button | 150 |  | 1950 | VAV
R9999 | lab supply per quote | 914.02 |  | 3656.08 | Lab
R9999 | gex per quote | 489.58 |  | 1468.74 | Lab
R9999 | le per quote | 1002.54 |  | 4010.16 | Lab
R9999 | lab supply per quote | 1142.7 |  | 1142.7 | Lab
R9999 | le per quote | 914.02 |  | 914.02 | Lab
R9999 | lab supply per quote | 1002.54 |  | 1002.54 | Lab
R9999 | le per quote | 900.42 |  | 900.42 | Lab
R9999 | lab supply per quote | 849.93 |  | 849.93 | Lab
PXC24.2-EF.A | APOGEE 24PT, BACNET ETHERNET, RS485 | 672.21 |  | 672.21 | Misc
PXC36-E.A | PXC COMPACT 36-PT, BACNET, APOGEE | 924.68 |  | 924.68 | AHU
PXC36-EF.A | APOGEE 36PT, BACNET IP/MSTP,TXIO,RS485 | 1875.78 |  | 1875.78 | Hydronics
PXX-485.3 | PXC MOD EXPANSION MODULE, 3 RS-485 | 183.27 |  | 1282.89 | AHU
QAA2280.FWSC | RTS, TEC/RJ-11, FULL HMI | 56.63 |  | 1019.34 | VAV
QAC3171 | OUTDR TMP SNSR, 4-20mA, -58-122F, PLSTIC | 45.15 |  | 45.15 | Misc
QAM2030.250 | DUCT AVG TEMP, 10K OHM TYPE 2, 8' FLEX | 37.96 |  | 1062.88 | AHU
QFA3171D | ROOM RH & TMP SNSR, 4-20mA, 2%, DISPLAY | 154.34 |  | 154.34 | VAV
QFM3100 | SENSOR (DUCT) RH: 0-10VDC (HIGH QUALITY) | 102.07 |  | 3062.1 | VAV
QFM3100 | DUCT RH SENSOR, 0-10V, 2% | 102.07 |  | 204.14 | VAV
QMX3.P34-1WSB | QMX3 ROOM TEMP WITH DISPLAY (COO=USA) | 61.24 |  | 1714.72 | VAV
QMX3.P37 | QMX3 ROOM TEMP WITH DISPLAY & SWITCHES | 107.64 |  | 4305.6 | VAV
R9999 | FM CW CH 1 AND ch2 | 2882 |  | 5764 | Hydronics
R9999 | 8" CHW bypass valve | 1020 |  | 1020 | Hydronics
R9999 | 10" CHW and CW valves at chiller | 1225 |  | 4900 | Hydronics
R9999 | 1 1/2" dirt seperator valves | 787 |  | 787 | Hydronics
R9999 | 1 1/2" blowdown valve | 787 |  | 787 | Hydronics
R9999 | 12" C Tower Iso and Inlet valves | 1800 |  | 7200 | Hydronics
R9999 | fm cw ch1 AND cw ch2 | 3301 |  | 6602 | Hydronics
R9999 | fm cw bd AND fm cw mu rec | 2174 |  | 4348 | Hydronics
R9999 | fm cw mu | 2115 |  | 2115 | Hydronics
R9999 | 4" chw bypass valve | 1018 |  | 1018 | Hydronics
R9999 | 4" bypass mag meter | 2325 |  | 2325 | Hydronics
R9999 | Flow meterFM CHW | 3301 |  | 3301 | Hydronics
R9999 | FM CHW MU | 925 |  | 925 | Hydronics
R9999 | Refrigernant Monitor AV devices | 1500 |  | 1500 | Hydronics
R9999 | Ebtron AFMS | 1600 |  | 1600 | AHU
R9999 | HW Flow Meter FM HW | 2870 |  | 2870 | Hydronics
A7F30048853 | Xfrmr 120/24 100VA W/CB w/ 20" Leads | 13.28 |  | 690.56 | Hydronics
A7F30057285 | Current Sw,Split,Pre-Set Adj,1-150A | 16 |  | 192 | AHU
AQF3100 | WEATHER SHIELD FOR QFA31XX | 16.02 |  | 16.02 | AHU
AQY2010 | REMOTE SENSING CABLE, QFA31XX, 10' | 147.23 |  | 147.23 | AHU
BV2W06FEMLNXXHX | BFV 2W 6" ELEC MOD W/HT | 892 |  | 2676 | Hydronics
BV2W08FEMLNXXHX | BFV 2W 8" ELEC MOD W/HT | 932 |  | 1864 | Hydronics
CDE | CO2,Duct,Economy,No LCD,R1 | 181.6 |  | 726.4 | AHU
DXR2.M12P-102B | DXR2.M12P Room Automation Station | 134.55 |  | 2152.8 | VAV
DXR2.M12P-102B-GDE | DXR2.M12P and Actuator Combination | 148.01 |  | 5920.4 | VAV
DXR2.M18-101B | DXR2.M18 Room Automation Station | 141.87 |  | 20145.54 | VAV
GCA161.1P | MOD(V) SR,24V, MED. PLNM at ahu | 139.04 |  | 5561.6 | AHU
GCA161.1P | MOD(V) SR,24V, MED. PLNM at the floors | 139.04 |  | 1112.32 | AHU
GCA161.1P | MOD(V) SR,24V, MED. PLNM | 139.04 |  | 4727.36 | AHU
GCA226.1U | 2 PT SR,115V,MED/S | 129.31 |  | 1422.41 | AHU
GDE131.1U | ACT NSR 24/108L 5NM,NO PLENUM | 33.25 |  | 4854.5 | VAV
GEB161.1U | MOD NSR,24V,132LBIN | 94.44 |  | 566.64 | Lab
H934 | CURR SW-AUTOCAL W/RELAY | 54.4 |  | 4188.8 | AHU
H938 | CUR SW SPLTCOR-ADJ W/RELA 30V | 30.77 |  | 707.71 | Hydronics
LSM-FLN | FLN SUPPORT (LICENSE MANAGER) | 217.7 |  | 217.7 | AHU
LSM-INT-MDBS | LICENSE MODBUS DRVR | 1390.5 |  | 1390.5 | Misc
MC018 | AFMS and damper in OA duct | 1380 |  | 5520 | AHU
MC018 | AFMS in the OA duct | 1380 |  | 2760 | AHU
P55802-Y157-A413 | CCA-1000-BA CC ADD 1000 BA DP | 2020 |  | 4040 | AHU
PXA-ENC18 | ENCLOSURE ASSY 18 | 70.02 |  | 70.02 | Hydronics
PXA-ENC19 | ENCLOSURE ASSY 19" | 154.57 |  | 154.57 | Hydronics
PXA-ENC34 | ENCLOSURE ASSY 34 | 228.8 |  | 1830.4 | AHU
PXA-SB115V192VA | SERVICE BOX 115V, 24VAC, 192VA | 186.27 |  | 1676.43 | Misc
PXC100-E96.A | PXC MOD, BACNET, TX-I/O, 96 NODE, APOGEE | 1377 |  | 9639 | AHU
#N/A |  | 173