## BACnet Guidelines
See HT BACnet Design Guide 16.4

## Bldg 1
BUILDING # | Building Name | ALN NAME | DESCRIPTION | FIELD PANEL NUMBER | SYSTEM NAME | BAC DEV OBJECT NAME | IP ADDRESS | SUBNET MASK | GATEWAY | BBMD? Y or N | BBMD IP Addresses | FIELD PANEL DEVICE INSTANCE # | MSTP FLN-1 NETWORK # | MSTP FLN-2 / MSTP ALN NETWORK # | FIRST FLN DEVICE INSTANCE # | LAST POSSIBLE FLN DEVICE INSTANCE # | FIRST MSTP FLN-1 MAC ADDR | LAST POSSIBLE MSTP FLN-1 MAC ADDR | FIRST MSTP FLN-2 MAC ADDR | LAST MSTP FLN-2 MAC ADDR | OR | FIRST MSTP ALN MAC ADDR | LAST MSTP ALN MAC ADDR
1 | WEL. | WEL.AHU6.PXCM10100 | 10100 AHU06 SOUTH BLDG | 1 | [7 empty] | 10100 | 101 | 151 | 10101 | 10199 | 1 | 99 | 1 | 99 |  | 1 | 9
1 |  |  |  | 2 | [7 empty] | 10200 | 102 | 152 | 10201 | 10299 | 1 | 99 | 1 | 99 |  | 1 | 9
1 |  |  |  | 3 | [7 empty] | 10300 | 103 | 153 | 10301 | 10399 | 1 | 99 | 1 | 99 |  | 1 | 9
1 |  |  |  | 4 | [7 empty] | 10400 | 104 | 154 | 10401 | 10499 | 1 | 99 | 1 | 99 |  | 1 | 9
1 |  |  |  | 5 | [7 empty] | 10500 | 105 | 155 | 10501 | 10599 | 1 | 99 | 1 | 99 |  | 1 | 9
1 |  |  |  | 6 | [7 empty] | 10600 | 106 | 156 | 10601 | 10699 | 1 | 99 | 1 | 99 |  | 1 | 9
1 |  |  |  | 7 | [7 empty] | 10700 | 107 | 157 | 10701 | 10799 | 1 | 99 | 1 | 99 |  | 1 | 9
1 |  |  |  | 8 | [7 empty] | 10800 | 108 | 158 | 10801 | 10899 | 1 | 99 | 1 | 99 |  | 1 | 9
1 |  |  |  | 9 | [7 empty] | 10900 | 109 | 159 | 10901 | 10999 | 1 | 99 | 1 | 99 |  | 1 | 9
1 |  |  |  | 10 | [7 empty] | 11000 | 110 | 160 | 11001 | 11099 | 1 | 99 | 1 | 99 |  | 1 | 9
1 |  |  |  | 11 | [7 empty] | 11100 | 111 | 161 | 11101 | 11199 | 1 | 99 | 1 | 99 |  | 1 | 9
1 |  |  |  | 12 | [7 empty] | 11200 | 112 | 162 | 11201 | 11299 | 1 | 99 | 1 | 99 |  | 1 | 9
1 |  |  |  | 13 | [7 empty] | 11300 | 113 | 163 | 11301 | 11399 | 1 | 99 | 1 | 99 |  | 1 | 9
1 |  |  |  | 14 | [7 empty] | 11400 | 114 | 164 | 11401 | 11499 | 1 | 99 | 1 | 99 |  | 1 | 9
1 |  |  |  | 15 | [7 empty] | 11500 | 115 | 165 | 11501 | 11599 | 1 | 99 | 1 | 99 |  | 1 | 9
1 |  |  |  | 16 | [7 empty] | 11600 | 116 | 166 | 11601 | 11699 | 1 | 99 | 1 | 99 |  | 1 | 9
1 |  |  |  | 17 | [7 empty] | 11700 | 117 | 167 | 11701 | 11799 | 1 | 99 | 1 | 99 |  | 1 | 9
1 |  |  |  | 18 | [7 empty] | 11800 | 118 | 168 | 11801 | 11899 | 1 | 99 | 1 | 99 |  | 1 | 9
1 |  |  |  | 19 | [7 empty] | 11900 | 119 | 169 | 11901 | 11999 | 1 | 99 | 1 | 99 |  | 1 | 9
1 |  |  |  | 20 | [7 empty] | 12000 | 120 | 170 | 12001 | 12099 | 1 | 99 | 1 | 99 |  | 1 | 9
1 |  |  |  | 21 | [7 empty] | 12100 | 121 | 171 | 12101 | 12199 | 1 | 99 | 1 | 99 |  | 1 | 9
1 |  |  |  | 22 | [7 empty] | 12200 | 122 | 172 | 12201 | 12299 | 1 | 99 | 1 | 99 |  | 1 | 9
1 |  |  |  | 23 | [7 empty] | 12300 | 123 | 173 | 12301 | 12399 | 1 | 99 | 1 | 99 |  | 1 | 9
1 |  |  |  | 24 | [7 empty] | 12400 | 124 | 174 | 12401 | 12499 | 1 | 99 | 1 | 99 |  | 1 | 9
1 |  |  |  | 25 | [7 empty] | 12500 | 125 | 175 | 12501 | 12599 | 1 | 99 | 1 | 99 |  | 1 | 9
1 |  |  |  | 26 | [7 empty] | 12600 | 126 | 176 | 12601 | 12699 | 1 | 99 | 1 | 99 |  | 1 | 9
1 |  |  |  | 27 | [7 empty] | 12700 | 127 | 177 | 12701 | 12799 | 1 | 99 | 1 | 99 |  | 1 | 9
1 |  |  |  | 28 | [7 empty] | 12800 | 128 | 178 | 12801 | 12899 | 1 | 99 | 1 | 99 |  | 1 | 9
1 |  |  |  | 29 | [7 empty] | 12900 | 129 | 179 | 12901 | 12999 | 1 | 99 | 1 | 99 |  | 1 | 9
1 |  |  |  | 30 | [7 empty] | 13000 | 130 | 180 | 13001 | 13099 | 1 | 99 | 1 | 99 |  | 1 | 9
1 |  |  |  | 31 | [7 empty] | 13100 | 131 | 181 | 13101 | 13199 | 1 | 99 | 1 | 99 |  | 1 | 9
1 |  |  |  | 32 | [7 empty] | 13200 | 132 | 182 | 13201 | 13299 | 1 | 99 | 1 | 99 |  | 1 | 9
1 |  |  |  | 33 | [7 empty] | 13300 | 133 | 183 | 13301 | 13399 | 1 | 99 | 1 | 99 |  | 1 | 9
1 |  |  |  | 34 | [7 empty] | 13400 | 134 | 184 | 13401 | 13499 | 1 | 99 | 1 | 99 |  | 1 | 9
1 |  |  |  | 35 | [7 empty] | 13500 | 135 | 185 | 13501 | 13599 | 1 | 99 | 1 | 99 |  | 1 | 9
1 |  |  |  | 36 | [7 empty] | 13600 | 136 | 186 | 13601 | 13699 | 1 | 99 | 1 | 99 |  | 1 | 9
1 |  |  |  | 37 | [7 empty] | 13700 | 137 | 187 | 13701 | 13799 | 1 | 99 | 1 | 99 |  | 1 | 9
1 |  |  |  | 38 | [7 empty] | 13800 | 138 | 188 | 13801 | 13899 | 1 | 99 | 1 | 99 |  | 1 | 9
1 |  |  |  | 39 | [7 empty] | 13900 | 139 | 189 | 13901 | 13999 | 1 | 99 | 1 | 99 |  | 1 | 9
1 |  |  |  | 40 | [7 empty] | 14000 | 140 | 190 | 14001 | 14099 | 1 | 99 | 1 | 99 |  | 1 | 9
1 |  |  |  | 41 | [7 empty] | 14100 | 141 | 191 | 14101 | 14199 | 1 | 99 | 1 | 99 |  | 1 | 9
1 |  |  |  | 42 | [7 empty] | 14200 | 142 | 192 | 14201 | 14299 | 1 | 99 | 1 | 99 |  | 1 | 9
1 |  |  |  | 43 | [7 empty] | 14300 | 143 | 193 | 14301 | 14399 | 1 | 99 | 1 | 99 |  | 1 | 9
1 |  |  |  | 44 | [7 empty] | 14400 | 144 | 194 | 14401 | 14499 | 1 | 99 | 1 | 99 |  | 1 | 9
1 |  |  |  | 45 | [7 empty] | 14500 | 145 | 195 | 14501 | 14599 | 1 | 99 | 1 | 99 |  | 1 | 9
1 |  |  |  | 46 | [7 empty] | 14600 | 146 | 196 | 14601 | 14699 | 1 | 99 | 1 | 99 |  | 1 | 9
1 |  |  |  | 47 | [7 empty] | 14700 | 147 | 197 | 14701 | 14799 | 1 | 99 | 1 | 99 |  | 1 | 9
1 |  |  |  | 48 | [7 empty] | 14800 | 148 | 198 | 14801 | 14899 | 1 | 99 | 1 | 99 |  | 1 | 9
1 |  |  |  | 49 | [7 empty] | 14900 | 149 | 199 | 14901 | 14999 | 1 | 99 | 1 | 99 |  | 1 | 9
1 |  |  |  | 50 | [7 empty] | 15000 | 150 | 200 | 15001 | 15099 | 1 | 99 | 1 | 99 |  | 1 | 9
1 |  |  |  | 51 | [7 empty] | 15100 | NO FLN's ON THESE CONTROLLERS
1 |  |  |  | 52 | [7 empty] | 15200
1 |  |  |  | 53 | [7 empty] | 15300
1 |  |  |  | 54 | [7 empty] | 15400
1 |  |  |  | 55 | [7 empty] | 15500
1 |  |  |  | 56 | [7 empty] | 15600
1 |  |  |  | 57 | [7 empty] | 15700
1 |  |  |  | 58 | [7 empty] | 15800
1 |  |  |  | 59 | [7 empty] | 15900
1 |  |  |  | 60 | [7 empty] | 16000
1 |  |  |  | 61 | [7 empty] | 16100
1 |  |  |  | 62 | [7 empty] | 16200
1 |  |  |  | 63 | [7 empty] | 16300
1 |  |  |  | 64 | [7 empty] | 16400
1 |  |  |  | 65 | [7 empty] | 16500
1 |  |  |  | 66 | [7 empty] | 16600
1 |  |  |  | 67 | [7 empty] | 16700
1 |  |  |  | 68 | [7 empty] | 16800
1 |  |  |  | 69 | [7 empty] | 16900
1 |  |  |  | 70 | [7 empty] | 17000
1 |  |  |  | 71 | [7 empty] | 17100
1 |  |  |  | 72 | [7 empty] | 17200
1 |  |  |  | 73 | [7 empty] | 17300
1 |  |  |  | 74 | [7 empty] | 17400
1 |  |  |  | 75 | [7 empty] | 17500
1 |  |  |  | 76 | [7 empty] | 17600
1 |  |  |  | 77 | [7 empty] | 17700
1 |  |  |  | 78 | [7 empty] | 17800
1 |  |  |  | 79 | [7 empty] | 17900
1 |  |  |  | 80 | [7 empty] | 18000
1 |  |  |  | 81 | [7 empty] | 18100
1 |  |  |  | 82 | [7 empty] | 18200
1 |  |  |  | 83 | [7 empty] | 18300
1 |  |  |  | 84 | [7 empty] | 18400
1 |  |  |  | 85 | [7 empty] | 18500
1 |  |  |  | 86 | [7 empty] | 18600
1 |  |  |  | 87 | [7 empty] | 18700
1 |  |  |  | 88 | [7 empty] | 18800
1 |  |  |  | 89 | [7 empty] | 18900
1 |  |  |  | 90 | [7 empty] | 19000
1 |  |  |  | 91 | [7 empty] | 19100
1 |  |  |  | 92 | [7 empty] | 19200
1 |  |  |  | 93 | [7 empty] | 19300
1 |  |  |  | 94 | [7 empty] | 19400
1 |  |  |  | 95 | [7 empty] | 19500
1 |  |  |  | 96 | [7 empty] | 19600
1 |  |  |  | 97 | [7 empty] | 19700
1 |  |  |  | 98 | [7 empty] | 19800
1 |  |  |  | 99 | [7 empty] | 19900

## Bldg 2
BUILDING # | Building Name | ALN NAME | SITE NAME | FIELD PANEL NUMBER | SYSTEM NAME | BAC DEV OBJECT NAME | IP ADDRESS | SUBNET MASK | GATEWAY | BBMD? Y or N | BBMD IP Addresses | FIELD PANEL DEVICE INSTANCE # | MSTP FLN-1 NETWORK # | MSTP FLN-2 / MSTP ALN NETWORK # | FIRST FLN DEVICE INSTANCE # | LAST POSSIBLE FLN DEVICE INSTANCE # | FIRST MSTP FLN-1 MAC ADDR | LAST POSSIBLE MSTP FLN-1 MAC ADDR | FIRST MSTP FLN-2 MAC ADDR | LAST MSTP FLN-2 MAC ADDR | OR | FIRST MSTP ALN MAC ADDR | LAST MSTP ALN MAC ADDR
2 |  |  |  | 1 | [7 empty] | 20100 | 201 | 251 | 20101 | 20199 | 1 | 99 | 1 | 99 |  | 1 | 9
2 |  |  |  | 2 | [7 empty] | 20200 | 202 | 252 | 20201 | 20299 | 1 | 99 | 1 | 99 |  | 1 | 9
2 |  |  |  | 3 | [7 empty] | 20300 | 203 | 253 | 20301 | 20399 | 1 | 99 | 1 | 99 |  | 1 | 9
2 |  |  |  | 4 | [7 empty] | 20400 | 204 | 254 | 20401 | 20499 | 1 | 99 | 1 | 99 |  | 1 | 9
2 |  |  |  | 5 | [7 empty] | 20500 | 205 | 255 | 20501 | 20599 | 1 | 99 | 1 | 99 |  | 1 | 9
2 |  |  |  | 6 | [7 empty] | 20600 | 206 | 256 | 20601 | 20699 | 1 | 99 | 1 | 99 |  | 1 | 9
2 |  |  |  | 7 | [7 empty] | 20700 | 207 | 257 | 20701 | 20799 | 1 | 99 | 1 | 99 |  | 1 | 9
2 |  |  |  | 8 | [7 empty] | 20800 | 208 | 258 | 20801 | 20899 | 1 | 99 | 1 | 99 |  | 1 | 9
2 |  |  |  | 9 | [7 empty] | 20900 | 209 | 259 | 20901 | 20999 | 1 | 99 | 1 | 99 |  | 1 | 9
2 |  |  |  | 10 | [7 empty] | 21000 | 210 | 260 | 21001 | 21099 | 1 | 99 | 1 | 99 |  | 1 | 9
2 |  |  |  | 11 | [7 empty] | 21100 | 211 | 261 | 21101 | 21199 | 1 | 99 | 1 | 99 |  | 1 | 9
2 |  |  |  | 12 | [7 empty] | 21200 | 212 | 262 | 21201 | 21299 | 1 | 99 | 1 | 99 |  | 1 | 9
2 |  |  |  | 13 | [7 empty] | 21300 | 213 | 263 | 21301 | 21399 | 1 | 99 | 1 | 99 |  | 1 | 9
2 |  |  |  | 14 | [7 empty] | 21400 | 214 | 264 | 21401 | 21499 | 1 | 99 | 1 | 99 |  | 1 | 9
2 |  |  |  | 15 | [7 empty] | 21500 | 215 | 265 | 21501 | 21599 | 1 | 99 | 1 | 99 |  | 1 | 9
2 |  |  |  | 16 | [7 empty] | 21600 | 216 | 266 | 21601 | 21699 | 1 | 99 | 1 | 99 |  | 1 | 9
2 |  |  |  | 17 | [7 empty] | 21700 | 217 | 267 | 21701 | 21799 | 1 | 99 | 1 | 99 |  | 1 | 9
2 |  |  |  | 18 | [7 empty] | 21800 | 218 | 268 | 21801 | 21899 | 1 | 99 | 1 | 99 |  | 1 | 9
2 |  |  |  | 19 | [7 empty] | 21900 | 219 | 269 | 21901 | 21999 | 1 | 99 | 1 | 99 |  | 1 | 9
2 |  |  |  | 20 | [7 empty] | 22000 | 220 | 270 | 22001 | 22099 | 1 | 99 | 1 | 99 |  | 1 | 9
2 |  |  |  | 21 | [7 empty] | 22100 | 221 | 271 | 22101 | 22199 | 1 | 99 | 1 | 99 |  | 1 | 9
2 |  |  |  | 22 | [7 empty] | 22200 | 222 | 272 | 22201 | 22299 | 1 | 99 | 1 | 99 |  | 1 | 9
2 |  |  |  | 23 | [7 empty] | 22300 | 223 | 273 | 22301 | 22399 | 1 | 99 | 1 | 99 |  | 1 | 9
2 |  |  |  | 24 | [7 empty] | 22400 | 224 | 274 | 22401 | 22499 | 1 | 99 | 1 | 99 |  | 1 | 9
2 |  |  |  | 25 | [7 empty] | 22500 | 225 | 275 | 22501 | 22599 | 1 | 99 | 1 | 99 |  | 1 | 9
2 |  |  |  | 26 | [7 empty] | 22600 | 226 | 276 | 22601 | 22699 | 1 | 99 | 1 | 99 |  | 1 | 9
2 |  |  |  | 27 | [7 empty] | 22700 | 227 | 277 | 22701 | 22799 | 1 | 99 | 1 | 99 |  | 1 | 9
2 |  |  |  | 28 | [7 empty] | 22800 | 228 | 278 | 22801 | 22899 | 1 | 99 | 1 | 99 |  | 1 | 9
2 |  |  |  | 29 | [7 empty] | 22900 | 229 | 279 | 22901 | 22999 | 1 | 99 | 1 | 99 |  | 1 | 9
2 |  |  |  | 30 | [7 empty] | 23000 | 230 | 280 | 23001 | 23099 | 1 | 99 | 1 | 99 |  | 1 | 9
2 |  |  |  | 31 | [7 empty] | 23100 | 231 | 281 | 23101 | 23199 | 1 | 99 | 1 | 99 |  | 1 | 9
2 |  |  |  | 32 | [7 empty] | 23200 | 232 | 282 | 23201 | 23299 | 1 | 99 | 1 | 99 |  | 1 | 9
2 |  |  |  | 33 | [7 empty] | 23300 | 233 | 283 | 23301 | 23399 | 1 | 99 | 1 | 99 |  | 1 | 9
2 |  |  |  | 34 | [7 empty] | 23400 | 234 | 284 | 23401 | 23499 | 1 | 99 | 1 | 99 |  | 1 | 9
2 |  |  |  | 35 | [7 empty] | 23500 | 235 | 285 | 23501 | 23599 | 1 | 99 | 1 | 99 |  | 1 | 9
2 |  |  |  | 36 | [7 empty] | 23600 | 236 | 286 | 23601 | 23699 | 1 | 99 | 1 | 99 |  | 1 | 9
2 |  |  |  | 37 | [7 empty] | 23700 | 237 | 287 | 23701 | 23799 | 1 | 99 | 1 | 99 |  | 1 | 9
2 |  |  |  | 38 | [7 empty] | 23800 | 238 | 288 | 23801 | 23899 | 1 | 99 | 1 | 99 |  | 1 | 9
2 |  |  |  | 39 | [7 empty] | 23900 | 239 | 289 | 23901 | 23999 | 1 | 99 | 1 | 99 |  | 1 | 9
2 |  |  |  | 40 | [7 empty] | 24000 | 240 | 290 | 24001 | 24099 | 1 | 99 | 1 | 99 |  | 1 | 9
2 |  |  |  | 41 | [7 empty] | 24100 | 241 | 291 | 24101 | 24199 | 1 | 99 | 1 | 99 |  | 1 | 9
2 |  |  |  | 42 | [7 empty] | 24200 | 242 | 292 | 24201 | 24299 | 1 | 99 | 1 | 99 |  | 1 | 9
2 |  |  |  | 43 | [7 empty] | 24300 | 243 | 293 | 24301 | 24399 | 1 | 99 | 1 | 99 |  | 1 | 9
2 |  |  |  | 44 | [7 empty] | 24400 | 244 | 294 | 24401 | 24499 | 1 | 99 | 1 | 99 |  | 1 | 9
2 |  |  |  | 45 | [7 empty] | 24500 | 245 | 295 | 24501 | 24599 | 1 | 99 | 1 | 99 |  | 1 | 9
2 |  |  |  | 46 | [7 empty] | 24600 | 246 | 296 | 24601 | 24699 | 1 | 99 | 1 | 99 |  | 1 | 9
2 |  |  |  | 47 | [7 empty] | 24700 | 247 | 297 | 24701 | 24799 | 1 | 99 | 1 | 99 |  | 1 | 9
2 |  |  |  | 48 | [7 empty] | 24800 | 248 | 298 | 24801 | 24899 | 1 | 99 | 1 | 99 |  | 1 | 9
2 |  |  |  | 49 | [7 empty] | 24900 | 249 | 299 | 24901 | 24999 | 1 | 99 | 1 | 99 |  | 1 | 9
2 |  |  |  | 50 | [7 empty] | 25000 | 250 | 300 | 25001 | 25099 | 1 | 99 | 1 | 99 |  | 1 | 9
2 |  |  |  | 51 | [7 empty] | 25100 | NO FLN's ON THESE CONTROLLERS
2 |  |  |  | 52 | [7 empty] | 25200
2 |  |  |  | 53 | [7 empty] | 25300
2 |  |  |  | 54 | [7 empty] | 25400
2 |  |  |  | 55 | [7 empty] | 25500
2 |  |  |  | 56 | [7 empty] | 25600
2 |  |  |  | 57 | [7 empty] | 25700
2 |  |  |  | 58 | [7 empty] | 25800
2 |  |  |  | 59 | [7 empty] | 25900
2 |  |  |  | 60 | [7 empty] | 26000
2 |  |  |  | 61 | [7 empty] | 26100
2 |  |  |  | 62 | [7 empty] | 26200
2 |  |  |  | 63 | [7 empty] | 26300
2 |  |  |  | 64 | [7 empty] | 26400
2 |  |  |  | 65 | [7 empty] | 26500
2 |  |  |  | 66 | [7 empty] | 26600
2 |  |  |  | 67 | [7 empty] | 26700
2 |  |  |  | 68 | [7 empty] | 26800
2 |  |  |  | 69 | [7 empty] | 26900
2 |  |  |  | 70 | [7 empty] | 27000
2 |  |  |  | 71 | [7 empty] | 27100
2 |  |  |  | 72 | [7 empty] | 27200
2 |  |  |  | 73 | [7 empty] | 27300
2 |  |  |  | 74 | [7 empty] | 27400
2 |  |  |  | 75 | [7 empty] | 27500
2 |  |  |  | 76 | [7 empty] | 27600
2 |  |  |  | 77 | [7 empty] | 27700
2 |  |  |  | 78 | [7 empty] | 27800
2 |  |  |  | 79 | [7 empty] | 27900
2 |  |  |  | 80 | [7 empty] | 28000
2 |  |  |  | 81 | [7 empty] | 28100
2 |  |  |  | 82 | [7 empty] | 28200
2 |  |  |  | 83 | [7 empty] | 28300
2 |  |  |  | 84 | [7 empty] | 28400
2 |  |  |  | 85 | [7 empty] | 28500
2 |  |  |  | 86 | [7 empty] | 28600
2 |  |  |  | 87 | [7 empty] | 28700
2 |  |  |  | 88 | [7 empty] | 28800
2 |  |  |  | 89 | [7 empty] | 28900
2 |  |  |  | 90 | [7 empty] | 29000
2 |  |  |  | 91 | [7 empty] | 29100
2 |  |  |  | 92 | [7 empty] | 29200
2 |  |  |  | 93 | [7 empty] | 29300
2 |  |  |  | 94 | [7 empty] | 29400
2 |  |  |  | 95 | [7 empty] | 29500
2 |  |  |  | 96 | [7 empty] | 29600
2 |  |  |  | 97 | [7 empty] | 29700
2 |  |  |  | 98 | [7 empty] | 29800
2 |  |  |  | 99 | [7 empty] | 29900

## Bldg 3
BUILDING # | Building Name | ALN NAME | SITE NAME | FIELD PANEL NUMBER | SYSTEM NAME | BAC DEV OBJECT NAME | IP ADDRESS | SUBNET MASK | GATEWAY | BBMD? Y or N | BBMD IP Addresses | FIELD PANEL DEVICE INSTANCE # | MSTP FLN-1 NETWORK # | MSTP FLN-2 / MSTP ALN NETWORK # | FIRST FLN DEVICE INSTANCE # | LAST POSSIBLE FLN DEVICE INSTANCE # | FIRST MSTP FLN-1 MAC ADDR | LAST POSSIBLE MSTP FLN-1 MAC ADDR | FIRST MSTP FLN-2 MAC ADDR | LAST MSTP FLN-2 MAC ADDR | OR | FIRST MSTP ALN MAC ADDR | LAST MSTP ALN MAC ADDR
3 |  |  |  | 1 | [7 empty] | 30100 | 301 | 351 | 30101 | 30199 | 1 | 99 | 1 | 99 |  | 1 | 9
3 |  |  |  | 2 | [7 empty] | 30200 | 302 | 352 | 30201 | 30299 | 1 | 99 | 1 | 99 |  | 1 | 9
3 |  |  |  | 3 | [7 empty] | 30300 | 303 | 353 | 30301 | 30399 | 1 | 99 | 1 | 99 |  | 1 | 9
3 |  |  |  | 4 | [7 empty] | 30400 | 304 | 354 | 30401 | 30499 | 1 | 99 | 1 | 99 |  | 1 | 9
3 |  |  |  | 5 | [7 empty] | 30500 | 305 | 355 | 30501 | 30599 | 1 | 99 | 1 | 99 |  | 1 | 9
3 |  |  |  | 6 | [7 empty] | 30600 | 306 | 356 | 30601 | 30699 | 1 | 99 | 1 | 99 |  | 1 | 9
3 |  |  |  | 7 | [7 empty] | 30700 | 307 | 357 | 30701 | 30799 | 1 | 99 | 1 | 99 |  | 1 | 9
3 |  |  |  | 8 | [7 empty] | 30800 | 308 | 358 | 30801 | 30899 | 1 | 99 | 1 | 99 |  | 1 | 9
3 |  |  |  | 9 | [7 empty] | 30900 | 309 | 359 | 30901 | 30999 | 1 | 99 | 1 | 99 |  | 1 | 9
3 |  |  |  | 10 | [7 empty] | 31000 | 310 | 360 | 31001 | 31099 | 1 | 99 | 1 | 99 |  | 1 | 9
3 |  |  |  | 11 | [7 empty] | 31100 | 311 | 361 | 31101 | 31199 | 1 | 99 | 1 | 99 |  | 1 | 9
3 |  |  |  | 12 | [7 empty] | 31200 | 312 | 362 | 31201 | 31299 | 1 | 99 | 1 | 99 |  | 1 | 9
3 |  |  |  | 13 | [7 empty] | 31300 | 313 | 363 | 31301 | 31399 | 1 | 99 | 1 | 99 |  | 1 | 9
3 |  |  |  | 14 | [7 empty] | 31400 | 314 | 364 | 31401 | 31499 | 1 | 99 | 1 | 99 |  | 1 | 9
3 |  |  |  | 15 | [7 empty] | 31500 | 315 | 365 | 31501 | 31599 | 1 | 99 | 1 | 99 |  | 1 | 9
3 |  |  |  | 16 | [7 empty] | 31600 | 316 | 366 | 31601 | 31699 | 1 | 99 | 1 | 99 |  | 1 | 9
3 |  |  |  | 17 | [7 empty] | 31700 | 317 | 367 | 31701 | 31799 | 1 | 99 | 1 | 99 |  | 1 | 9
3 |  |  |  | 18 | [7 empty] | 31800 | 318 | 368 | 31801 | 31899 | 1 | 99 | 1 | 99 |  | 1 | 9
3 |  |  |  | 19 | [7 empty] | 31900 | 319 | 369 | 31901 | 31999 | 1 | 99 | 1 | 99 |  | 1 | 9
3 |  |  |  | 20 | [7 empty] | 32000 | 320 | 370 | 32001 | 32099 | 1 | 99 | 1 | 99 |  | 1 | 9
3 |  |  |  | 21 | [7 empty] | 32100 | 321 | 371 | 32101 | 32199 | 1 | 99 | 1 | 99 |  | 1 | 9
3 |  |  |  | 22 | [7 empty] | 32200 | 322 | 372 | 32201 | 32299 | 1 | 99 | 1 | 99 |  | 1 | 9
3 |  |  |  | 23 | [7 empty] | 32300 | 323 | 373 | 32301 | 32399 | 1 | 99 | 1 | 99 |  | 1 | 9
3 |  |  |  | 24 | [7 empty] | 32400 | 324 | 374 | 32401 | 32499 | 1 | 99 | 1 | 99 |  | 1 | 9
3 |  |  |  | 25 | [7 empty] | 32500 | 325 | 375 | 32501 | 32599 | 1 | 99 | 1 | 99 |  | 1 | 9
3 |  |  |  | 26 | [7 empty] | 32600 | 326 | 376 | 32601 | 32699 | 1 | 99 | 1 | 99 |  | 1 | 9
3 |  |  |  | 27 | [7 empty] | 32700 | 327 | 377 | 32701 | 32799 | 1 | 99 | 1 | 99 |  | 1 | 9
3 |  |  |  | 28 | [7 empty] | 32800 | 328 | 378 | 32801 | 32899 | 1 | 99 | 1 | 99 |  | 1 | 9
3 |  |  |  | 29 | [7 empty] | 32900 | 329 | 379 | 32901 | 32999 | 1 | 99 | 1 | 99 |  | 1 | 9
3 |  |  |  | 30 | [7 empty] | 33000 | 330 | 380 | 33001 | 33099 | 1 | 99 | 1 | 99 |  | 1 | 9
3 |  |  |  | 31 | [7 empty] | 33100 | 331 | 381 | 33101 | 33199 | 1 | 99 | 1 | 99 |  | 1 | 9
3 |  |  |  | 32 | [7 empty] | 33200 | 332 | 382 | 33201 | 33299 | 1 | 99 | 1 | 99 |  | 1 | 9
3 |  |  |  | 33 | [7 empty] | 33300 | 333 | 383 | 33301 | 33399 | 1 | 99 | 1 | 99 |  | 1 | 9
3 |  |  |  | 34 | [7 empty] | 33400 | 334 | 384 | 33401 | 33499 | 1 | 99 | 1 | 99 |  | 1 | 9
3 |  |  |  | 35 | [7 empty] | 33500 | 335 | 385 | 33501 | 33599 | 1 | 99 | 1 | 99 |  | 1 | 9
3 |  |  |  | 36 | [7 empty] | 33600 | 336 | 386 | 33601 | 33699 | 1 | 99 | 1 | 99 |  | 1 | 9
3 |  |  |  | 37 | [7 empty] | 33700 | 337 | 387 | 33701 | 33799 | 1 | 99 | 1 | 99 |  | 1 | 9
3 |  |  |  | 38 | [7 empty] | 33800 | 338 | 388 | 33801 | 33899 | 1 | 99 | 1 | 99 |  | 1 | 9
3 |  |  |  | 39 | [7 empty] | 33900 | 339 | 389 | 33901 | 33999 | 1 | 99 | 1 | 99 |  | 1 | 9
3 |  |  |  | 40 | [7 empty] | 34000 | 340 | 390 | 34001 | 34099 | 1 | 99 | 1 | 99 |  | 1 | 9
3 |  |  |  | 41 | [7 empty] | 34100 | 341 | 391 | 34101 | 34199 | 1 | 99 | 1 | 99 |  | 1 | 9
3 |  |  |  | 42 | [7 empty] | 34200 | 342 | 392 | 34201 | 34299 | 1 | 99 | 1 | 99 |  | 1 | 9
3 |  |  |  | 43 | [7 empty] | 34300 | 343 | 393 | 34301 | 34399 | 1 | 99 | 1 | 99 |  | 1 | 9
3 |  |  |  | 44 | [7 empty] | 34400 | 344 | 394 | 34401 | 34499 | 1 | 99 | 1 | 99 |  | 1 | 9
3 |  |  |  | 45 | [7 empty] | 34500 | 345 | 395 | 34501 | 34599 | 1 | 99 | 1 | 99 |  | 1 | 9
3 |  |  |  | 46 | [7 empty] | 34600 | 346 | 396 | 34601 | 34699 | 1 | 99 | 1 | 99 |  | 1 | 9
3 |  |  |  | 47 | [7 empty] | 34700 | 347 | 397 | 34701 | 34799 | 1 | 99 | 1 | 99 |  | 1 | 9
3 |  |  |  | 48 | [7 empty] | 34800 | 348 | 398 | 34801 | 34899 | 1 | 99 | 1 | 99 |  | 1 | 9
3 |  |  |  | 49 | [7 empty] | 34900 | 349 | 399 | 34901 | 34999 | 1 | 99 | 1 | 99 |  | 1 | 9
3 |  |  |  | 50 | [7 empty] | 35000 | 350 | 400 | 35001 | 35099 | 1 | 99 | 1 | 99 |  | 1 | 9
3 |  |  |  | 51 | [7 empty] | 35100 | NO FLN's ON THESE CONTROLLERS
3 |  |  |  | 52 | [7 empty] | 35200
3 |  |  |  | 53 | [7 empty] | 35300
3 |  |  |  | 54 | [7 empty] | 35400
3 |  |  |  | 55 | [7 empty] | 35500
3 |  |  |  | 56 | [7 empty] | 35600
3 |  |  |  | 57 | [7 empty] | 35700
3 |  |  |  | 58 | [7 empty] | 35800
3 |  |  |  | 59 | [7 empty] | 35900
3 |  |  |  | 60 | [7 empty] | 36000
3 |  |  |  | 61 | [7 empty] | 36100
3 |  |  |  | 62 | [7 empty] | 36200
3 |  |  |  | 63 | [7 empty] | 36300
3 |  |  |  | 64 | [7 empty] | 36400
3 |  |  |  | 65 | [7 empty] | 36500
3 |  |  |  | 66 | [7 empty] | 36600
3 |  |  |  | 67 | [7 empty] | 36700
3 |  |  |  | 68 | [7 empty] | 36800
3 |  |  |  | 69 | [7 empty] | 36900
3 |  |  |  | 70 | [7 empty] | 37000
3 |  |  |  | 71 | [7 empty] | 37100
3 |  |  |  | 72 | [7 empty] | 37200
3 |  |  |  | 73 | [7 empty] | 37300
3 |  |  |  | 74 | [7 empty] | 37400
3 |  |  |  | 75 | [7 empty] | 37500
3 |  |  |  | 76 | [7 empty] | 37600
3 |  |  |  | 77 | [7 empty] | 37700
3 |  |  |  | 78 | [7 empty] | 37800
3 |  |  |  | 79 | [7 empty] | 37900
3 |  |  |  | 80 | [7 empty] | 38000
3 |  |  |  | 81 | [7 empty] | 38100
3 |  |  |  | 82 | [7 empty] | 38200
3 |  |  |  | 83 | [7 empty] | 38300
3 |  |  |  | 84 | [7 empty] | 38400
3 |  |  |  | 85 | [7 empty] | 38500
3 |  |  |  | 86 | [7 empty] | 38600
3 |  |  |  | 87 | [7 empty] | 38700
3 |  |  |  | 88 | [7 empty] | 38800
3 |  |  |  | 89 | [7 empty] | 38900
3 |  |  |  | 90 | [7 empty] | 39000
3 |  |  |  | 91 | [7 empty] | 39100
3 |  |  |  | 92 | [7 empty] | 39200
3 |  |  |  | 93 | [7 empty] | 39300
3 |  |  |  | 94 | [7 empty] | 39400
3 |  |  |  | 95 | [7 empty] | 39500
3 |  |  |  | 96 | [7 empty] | 39600
3 |  |  |  | 97 | [7 empty] | 39700
3 |  |  |  | 98 | [7 empty] | 39800
3 |  |  |  | 99 | [7 empty] | 39900

## Bldg 4
BUILDING # | Building Name | ALN NAME | SITE NAME | FIELD PANEL NUMBER | SYSTEM NAME | BAC DEV OBJECT NAME | IP ADDRESS | SUBNET MASK | GATEWAY | BBMD? Y or N | BBMD IP Addresses | FIELD PANEL DEVICE INSTANCE # | MSTP FLN-1 NETWORK # | MSTP FLN-2 / MSTP ALN NETWORK # | FIRST FLN DEVICE INSTANCE # | LAST POSSIBLE FLN DEVICE INSTANCE # | FIRST MSTP FLN-1 MAC ADDR | LAST POSSIBLE MSTP FLN-1 MAC ADDR | FIRST MSTP FLN-2 MAC ADDR | LAST MSTP FLN-2 MAC ADDR | OR | FIRST MSTP ALN MAC ADDR | LAST MSTP ALN MAC ADDR
4 |  |  |  | 1 | [7 empty] | 40100 | 401 | 451 | 40101 | 40199 | 1 | 99 | 1 | 99 |  | 1 | 9
4 |  |  |  | 2 | [7 empty] | 40200 | 402 | 452 | 40201 | 40299 | 1 | 99 | 1 | 99 |  | 1 | 9
4 |  |  |  | 3 | [7 empty] | 40300 | 403 | 453 | 40301 | 40399 | 1 | 99 | 1 | 99 |  | 1 | 9
4 |  |  |  | 4 | [7 empty] | 40400 | 404 | 454 | 40401 | 40499 | 1 | 99 | 1 | 99 |  | 1 | 9
4 |  |  |  | 5 | [7 empty] | 40500 | 405 | 455 | 40501 | 40599 | 1 | 99 | 1 | 99 |  | 1 | 9
4 |  |  |  | 6 | [7 empty] | 40600 | 406 | 456 | 40601 | 40699 | 1 | 99 | 1 | 99 |  | 1 | 9
4 |  |  |  | 7 | [7 empty] | 40700 | 407 | 457 | 40701 | 40799 | 1 | 99 | 1 | 99 |  | 1 | 9
4 |  |  |  | 8 | [7 empty] | 40800 | 408 | 458 | 40801 | 40899 | 1 | 99 | 1 | 99 |  | 1 | 9
4 |  |  |  | 9 | [7 empty] | 40900 | 409 | 459 | 40901 | 40999 | 1 | 99 | 1 | 99 |  | 1 | 9
4 |  |  |  | 10 | [7 empty] | 41000 | 410 | 460 | 41001 | 41099 | 1 | 99 | 1 | 99 |  | 1 | 9
4 |  |  |  | 11 | [7 empty] | 41100 | 411 | 461 | 41101 | 41199 | 1 | 99 | 1 | 99 |  | 1 | 9
4 |  |  |  | 12 | [7 empty] | 41200 | 412 | 462 | 41201 | 41299 | 1 | 99 | 1 | 99 |  | 1 | 9
4 |  |  |  | 13 | [7 empty] | 41300 | 413 | 463 | 41301 | 41399 | 1 | 99 | 1 | 99 |  | 1 | 9
4 |  |  |  | 14 | [7 empty] | 41400 | 414 | 464 | 41401 | 41499 | 1 | 99 | 1 | 99 |  | 1 | 9
4 |  |  |  | 15 | [7 empty] | 41500 | 415 | 465 | 41501 | 41599 | 1 | 99 | 1 | 99 |  | 1 | 9
4 |  |  |  | 16 | [7 empty] | 41600 | 416 | 466 | 41601 | 41699 | 1 | 99 | 1 | 99 |  | 1 | 9
4 |  |  |  | 17 | [7 empty] | 41700 | 417 | 467 | 41701 | 41799 | 1 | 99 | 1 | 99 |  | 1 | 9
4 |  |  |  | 18 | [7 empty] | 41800 | 418 | 468 | 41801 | 41899 | 1 | 99 | 1 | 99 |  | 1 | 9
4 |  |  |  | 19 | [7 empty] | 41900 | 419 | 469 | 41901 | 41999 | 1 | 99 | 1 | 99 |  | 1 | 9
4 |  |  |  | 20 | [7 empty] | 42000 | 420 | 470 | 42001 | 42099 | 1 | 99 | 1 | 99 |  | 1 | 9
4 |  |  |  | 21 | [7 empty] | 42100 | 421 | 471 | 42101 | 42199 | 1 | 99 | 1 | 99 |  | 1 | 9
4 |  |  |  | 22 | [7 empty] | 42200 | 422 | 472 | 42201 | 42299 | 1 | 99 | 1 | 99 |  | 1 | 9
4 |  |  |  | 23 | [7 empty] | 42300 | 423 | 473 | 42301 | 42399 | 1 | 99 | 1 | 99 |  | 1 | 9
4 |  |  |  | 24 | [7 empty] | 42400 | 424 | 474 | 42401 | 42499 | 1 | 99 | 1 | 99 |  | 1 | 9
4 |  |  |  | 25 | [7 empty] | 42500 | 425 | 475 | 42501 | 42599 | 1 | 99 | 1 | 99 |  | 1 | 9
4 |  |  |  | 26 | [7 empty] | 42600 | 426 | 476 | 42601 | 42699 | 1 | 99 | 1 | 99 |  | 1 | 9
4 |  |  |  | 27 | [7 empty] | 42700 | 427 | 477 | 42701 | 42799 | 1 | 99 | 1 | 99 |  | 1 | 9
4 |  |  |  | 28 | [7 empty] | 42800 | 428 | 478 | 42801 | 42899 | 1 | 99 | 1 | 99 |  | 1 | 9
4 |  |  |  | 29 | [7 empty] | 42900 | 429 | 479 | 42901 | 42999 | 1 | 99 | 1 | 99 |  | 1 | 9
4 |  |  |  | 30 | [7 empty] | 43000 | 430 | 480 | 43001 | 43099 | 1 | 99 | 1 | 99 |  | 1 | 9
4 |  |  |  | 31 | [7 empty] | 43100 | 431 | 481 | 43101 | 43199 | 1 | 99 | 1 | 99 |  | 1 | 9
4 |  |  |  | 32 | [7 empty] | 43200 | 432 | 482 | 43201 | 43299 | 1 | 99 | 1 | 99 |  | 1 | 9
4 |  |  |  | 33 | [7 empty] | 43300 | 433 | 483 | 43301 | 43399 | 1 | 99 | 1 | 99 |  | 1 | 9
4 |  |  |  | 34 | [7 empty] | 43400 | 434 | 484 | 43401 | 43499 | 1 | 99 | 1 | 99 |  | 1 | 9
4 |  |  |  | 35 | [7 empty] | 43500 | 435 | 485 | 43501 | 43599 | 1 | 99 | 1 | 99 |  | 1 | 9
4 |  |  |  | 36 | [7 empty] | 43600 | 436 | 486 | 43601 | 43699 | 1 | 99 | 1 | 99 |  | 1 | 9
4 |  |  |  | 37 | [7 empty] | 43700 | 437 | 487 | 43701 | 43799 | 1 | 99 | 1 | 99 |  | 1 | 9
4 |  |  |  | 38 | [7 empty] | 43800 | 438 | 488 | 43801 | 43899 | 1 | 99 | 1 | 99 |  | 1 | 9
4 |  |  |  | 39 | [7 empty] | 43900 | 439 | 489 | 43901 | 43999 | 1 | 99 | 1 | 99 |  | 1 | 9
4 |  |  |  | 40 | [7 empty] | 44000 | 440 | 490 | 44001 | 44099 | 1 | 99 | 1 | 99 |  | 1 | 9
4 |  |  |  | 41 | [7 empty] | 44100 | 441 | 491 | 44101 | 44199 | 1 | 99 | 1 | 99 |  | 1 | 9
4 |  |  |  | 42 | [7 empty] | 44200 | 442 | 492 | 44201 | 44299 | 1 | 99 | 1 | 99 |  | 1 | 9
4 |  |  |  | 43 | [7 empty] | 44300 | 443 | 493 | 44301 | 44399 | 1 | 99 | 1 | 99 |  | 1 | 9
4 |  |  |  | 44 | [7 empty] | 44400 | 444 | 494 | 44401 | 44499 | 1 | 99 | 1 | 99 |  | 1 | 9
4 |  |  |  | 45 | [7 empty] | 44500 | 445 | 495 | 44501 | 44599 | 1 | 99 | 1 | 99 |  | 1 | 9
4 |  |  |  | 46 | [7 empty] | 44600 | 446 | 496 | 44601 | 44699 | 1 | 99 | 1 | 99 |  | 1 | 9
4 |  |  |  | 47 | [7 empty] | 44700 | 447 | 497 | 44701 | 44799 | 1 | 99 | 1 | 99 |  | 1 | 9
4 |  |  |  | 48 | [7 empty] | 44800 | 448 | 498 | 44801 | 44899 | 1 | 99 | 1 | 99 |  | 1 | 9
4 |  |  |  | 49 | [7 empty] | 44900 | 449 | 499 | 44901 | 44999 | 1 | 99 | 1 | 99 |  | 1 | 9
4 |  |  |  | 50 | [7 empty] | 45000 | 450 | 500 | 45001 | 45099 | 1 | 99 | 1 | 99 |  | 1 | 9
4 |  |  |  | 51 | [7 empty] | 45100 | NO FLN's ON THESE CONTROLLERS
4 |  |  |  | 52 | [7 empty] | 45200
4 |  |  |  | 53 | [7 empty] | 45300
4 |  |  |  | 54 | [7 empty] | 45400
4 |  |  |  | 55 | [7 empty] | 45500
4 |  |  |  | 56 | [7 empty] | 45600
4 |  |  |  | 57 | [7 empty] | 45700
4 |  |  |  | 58 | [7 empty] | 45800
4 |  |  |  | 59 | [7 empty] | 45900
4 |  |  |  | 60 | [7 empty] | 46000
4 |  |  |  | 61 | [7 empty] | 46100
4 |  |  |  | 62 | [7 empty] | 46200
4 |  |  |  | 63 | [7 empty] | 46300
4 |  |  |  | 64 | [7 empty] | 46400
4 |  |  |  | 65 | [7 empty] | 46500
4 |  |  |  | 66 | [7 empty] | 46600
4 |  |  |  | 67 | [7 empty] | 46700
4 |  |  |  | 68 | [7 empty] | 46800
4 |  |  |  | 69 | [7 empty] | 46900
4 |  |  |  | 70 | [7 empty] | 47000
4 |  |  |  | 71 | [7 empty] | 47100
4 |  |  |  | 72 | [7 empty] | 47200
4 |  |  |  | 73 | [7 empty] | 47300
4 |  |  |  | 74 | [7 empty] | 47400
4 |  |  |  | 75 | [7 empty] | 47500
4 |  |  |  | 76 | [7 empty] | 47600
4 |  |  |  | 77 | [7 empty] | 47700
4 |  |  |  | 78 | [7 empty] | 47800
4 |  |  |  | 79 | [7 empty] | 47900
4 |  |  |  | 80 | [7 empty] | 48000
4 |  |  |  | 81 | [7 empty] | 48100
4 |  |  |  | 82 | [7 empty] | 48200
4 |  |  |  | 83 | [7 empty] | 48300
4 |  |  |  | 84 | [7 empty] | 48400
4 |  |  |  | 85 | [7 empty] | 48500
4 |  |  |  | 86 | [7 empty] | 48600
4 |  |  |  | 87 | [7 empty] | 48700
4 |  |  |  | 88 | [7 empty] | 48800
4 |  |  |  | 89 | [7 empty] | 48900
4 |  |  |  | 90 | [7 empty] | 49000
4 |  |  |  | 91 | [7 empty] | 49100
4 |  |  |  | 92 | [7 empty] | 49200
4 |  |  |  | 93 | [7 empty] | 49300
4 |  |  |  | 94 | [7 empty] | 49400
4 |  |  |  | 95 | [7 empty] | 49500
4 |  |  |  | 96 | [7 empty] | 49600
4 |  |  |  | 97 | [7 empty] | 49700
4 |  |  |  | 98 | [7 empty] | 49800
4 |  |  |  | 99 | [7 empty] | 49900

## Bldg 5
BUILDING # | Building Name | ALN NAME | SITE NAME | FIELD PANEL NUMBER | SYSTEM NAME | BAC DEV OBJECT NAME | IP ADDRESS | SUBNET MASK | GATEWAY | BBMD? Y or N | BBMD IP Addresses | FIELD PANEL DEVICE INSTANCE # | MSTP FLN-1 NETWORK # | MSTP FLN-2 / MSTP ALN NETWORK # | FIRST FLN DEVICE INSTANCE # | LAST POSSIBLE FLN DEVICE INSTANCE # | FIRST MSTP FLN-1 MAC ADDR | LAST POSSIBLE MSTP FLN-1 MAC ADDR | FIRST MSTP FLN-2 MAC ADDR | LAST MSTP FLN-2 MAC ADDR | OR | FIRST MSTP ALN MAC ADDR | LAST MSTP ALN MAC ADDR
5 |  |  |  | 1 | [7 empty] | 50100 | 501 | 551 | 50101 | 50199 | 1 | 99 | 1 | 99 |  | 1 | 9
5 |  |  |  | 2 | [7 empty] | 50200 | 502 | 552 | 50201 | 50299 | 1 | 99 | 1 | 99 |  | 1 | 9
5 |  |  |  | 3 | [7 empty] | 50300 | 503 | 553 | 50301 | 50399 | 1 | 99 | 1 | 99 |  | 1 | 9
5 |  |  |  | 4 | [7 empty] | 50400 | 504 | 554 | 50401 | 50499 | 1 | 99 | 1 | 99 |  | 1 | 9
5 |  |  |  | 5 | [7 empty] | 50500 | 505 | 555 | 50501 | 50599 | 1 | 99 | 1 | 99 |  | 1 | 9
5 |  |  |  | 6 | [7 empty] | 50600 | 506 | 556 | 50601 | 50699 | 1 | 99 | 1 | 99 |  | 1 | 9
5 |  |  |  | 7 | [7 empty] | 50700 | 507 | 557 | 50701 | 50799 | 1 | 99 | 1 | 99 |  | 1 | 9
5 |  |  |  | 8 | [7 empty] | 50800 | 508 | 558 | 50801 | 50899 | 1 | 99 | 1 | 99 |  | 1 | 9
5 |  |  |  | 9 | [7 empty] | 50900 | 509 | 559 | 50901 | 50999 | 1 | 99 | 1 | 99 |  | 1 | 9
5 |  |  |  | 10 | [7 empty] | 51000 | 510 | 560 | 51001 | 51099 | 1 | 99 | 1 | 99 |  | 1 | 9
5 |  |  |  | 11 | [7 empty] | 51100 | 511 | 561 | 51101 | 51199 | 1 | 99 | 1 | 99 |  | 1 | 9
5 |  |  |  | 12 | [7 empty] | 51200 | 512 | 562 | 51201 | 51299 | 1 | 99 | 1 | 99 |  | 1 | 9
5 |  |  |  | 13 | [7 empty] | 51300 | 513 | 563 | 51301 | 51399 | 1 | 99 | 1 | 99 |  | 1 | 9
5 |  |  |  | 14 | [7 empty] | 51400 | 514 | 564 | 51401 | 51499 | 1 | 99 | 1 | 99 |  | 1 | 9
5 |  |  |  | 15 | [7 empty] | 51500 | 515 | 565 | 51501 | 51599 | 1 | 99 | 1 | 99 |  | 1 | 9
5 |  |  |  | 16 | [7 empty] | 51600 | 516 | 566 | 51601 | 51699 | 1 | 99 | 1 | 99 |  | 1 | 9
5 |  |  |  | 17 | [7 empty] | 51700 | 517 | 567 | 51701 | 51799 | 1 | 99 | 1 | 99 |  | 1 | 9
5 |  |  |  | 18 | [7 empty] | 51800 | 518 | 568 | 51801 | 51899 | 1 | 99 | 1 | 99 |  | 1 | 9
5 |  |  |  | 19 | [7 empty] | 51900 | 519 | 569 | 51901 | 51999 | 1 | 99 | 1 | 99 |  | 1 | 9
5 |  |  |  | 20 | [7 empty] | 52000 | 520 | 570 | 52001 | 52099 | 1 | 99 | 1 | 99 |  | 1 | 9
5 |  |  |  | 21 | [7 empty] | 52100 | 521 | 571 | 52101 | 52199 | 1 | 99 | 1 | 99 |  | 1 | 9
5 |  |  |  | 22 | [7 empty] | 52200 | 522 | 572 | 52201 | 52299 | 1 | 99 | 1 | 99 |  | 1 | 9
5 |  |  |  | 23 | [7 empty] | 52300 | 523 | 573 | 52301 | 52399 | 1 | 99 | 1 | 99 |  | 1 | 9
5 |  |  |  | 24 | [7 empty] | 52400 | 524 | 574 | 52401 | 52499 | 1 | 99 | 1 | 99 |  | 1 | 9
5 |  |  |  | 25 | [7 empty] | 52500 | 525 | 575 | 52501 | 52599 | 1 | 99 | 1 | 99 |  | 1 | 9
5 |  |  |  | 26 | [7 empty] | 52600 | 526 | 576 | 52601 | 52699 | 1 | 99 | 1 | 99 |  | 1 | 9
5 |  |  |  | 27 | [7 empty] | 52700 | 527 | 577 | 52701 | 52799 | 1 | 99 | 1 | 99 |  | 1 | 9
5 |  |  |  | 28 | [7 empty] | 52800 | 528 | 578 | 52801 | 52899 | 1 | 99 | 1 | 99 |  | 1 | 9
5 |  |  |  | 29 | [7 empty] | 52900 | 529 | 579 | 52901 | 52999 | 1 | 99 | 1 | 99 |  | 1 | 9
5 |  |  |  | 30 | [7 empty] | 53000 | 530 | 580 | 53001 | 53099 | 1 | 99 | 1 | 99 |  | 1 | 9
5 |  |  |  | 31 | [7 empty] | 53100 | 531 | 581 | 53101 | 53199 | 1 | 99 | 1 | 99 |  | 1 | 9
5 |  |  |  | 32 | [7 empty] | 53200 | 532 | 582 | 53201 | 53299 | 1 | 99 | 1 | 99 |  | 1 | 9
5 |  |  |  | 33 | [7 empty] | 53300 | 533 | 583 | 53301 | 53399 | 1 | 99 | 1 | 99 |  | 1 | 9
5 |  |  |  | 34 | [7 empty] | 53400 | 534 | 584 | 53401 | 53499 | 1 | 99 | 1 | 99 |  | 1 | 9
5 |  |  |  | 35 | [7 empty] | 53500 | 535 | 585 | 53501 | 53599 | 1 | 99 | 1 | 99 |  | 1 | 9
5 |  |  |  | 36 | [7 empty] | 53600 | 536 | 586 | 53601 | 53699 | 1 | 99 | 1 | 99 |  | 1 | 9
5 |  |  |  | 37 | [7 empty] | 53700 | 537 | 587 | 53701 | 53799 | 1 | 99 | 1 | 99 |  | 1 | 9
5 |  |  |  | 38 | [7 empty] | 53800 | 538 | 588 | 53801 | 53899 | 1 | 99 | 1 | 99 |  | 1 | 9
5 |  |  |  | 39 | [7 empty] | 53900 | 539 | 589 | 53901 | 53999 | 1 | 99 | 1 | 99 |  | 1 | 9
5 |  |  |  | 40 | [7 empty] | 54000 | 540 | 590 | 54001 | 54099 | 1 | 99 | 1 | 99 |  | 1 | 9
5 |  |  |  | 41 | [7 empty] | 54100 | 541 | 591 | 54101 | 54199 | 1 | 99 | 1 | 99 |  | 1 | 9
5 |  |  |  | 42 | [7 empty] | 54200 | 542 | 592 | 54201 | 54299 | 1 | 99 | 1 | 99 |  | 1 | 9
5 |  |  |  | 43 | [7 empty] | 54300 | 543 | 593 | 54301 | 54399 | 1 | 99 | 1 | 99 |  | 1 | 9
5 |  |  |  | 44 | [7 empty] | 54400 | 544 | 594 | 54401 | 54499 | 1 | 99 | 1 | 99 |  | 1 | 9
5 |  |  |  | 45 | [7 empty] | 54500 | 545 | 595 | 54501 | 54599 | 1 | 99 | 1 | 99 |  | 1 | 9
5 |  |  |  | 46 | [7 empty] | 54600 | 546 | 596 | 54601 | 54699 | 1 | 99 | 1 | 99 |  | 1 | 9
5 |  |  |  | 47 | [7 empty] | 54700 | 547 | 597 | 54701 | 54799 | 1 | 99 | 1 | 99 |  | 1 | 9
5 |  |  |  | 48 | [7 empty] | 54800 | 548 | 598 | 54801 | 54899 | 1 | 99 | 1 | 99 |  | 1 | 9
5 |  |  |  | 49 | [7 empty] | 54900 | 549 | 599 | 54901 | 54999 | 1 | 99 | 1 | 99 |  | 1 | 9
5 |  |  |  | 50 | [7 empty] | 55000 | 550 | 600 | 55001 | 55099 | 1 | 99 | 1 | 99 |  | 1 | 9
5 |  |  |  | 51 | [7 empty] | 55100 | NO FLN's ON THESE CONTROLLERS
5 |  |  |  | 52 | [7 empty] | 55200
5 |  |  |  | 53 | [7 empty] | 55300
5 |  |  |  | 54 | [7 empty] | 55400
5 |  |  |  | 55 | [7 empty] | 55500
5 |  |  |  | 56 | [7 empty] | 55600
5 |  |  |  | 57 | [7 empty] | 55700
5 |  |  |  | 58 | [7 empty] | 55800
5 |  |  |  | 59 | [7 empty] | 55900
5 |  |  |  | 60 | [7 empty] | 56000
5 |  |  |  | 61 | [7 empty] | 56100
5 |  |  |  | 62 | [7 empty] | 56200
5 |  |  |  | 63 | [7 empty] | 56300
5 |  |  |  | 64 | [7 empty] | 56400
5 |  |  |  | 65 | [7 empty] | 56500
5 |  |  |  | 66 | [7 empty] | 56600
5 |  |  |  | 67 | [7 empty] | 56700
5 |  |  |  | 68 | [7 empty] | 56800
5 |  |  |  | 69 | [7 empty] | 56900
5 |  |  |  | 70 | [7 empty] | 57000
5 |  |  |  | 71 | [7 empty] | 57100
5 |  |  |  | 72 | [7 empty] | 57200
5 |  |  |  | 73 | [7 empty] | 57300
5 |  |  |  | 74 | [7 empty] | 57400
5 |  |  |  | 75 | [7 empty] | 57500
5 |  |  |  | 76 | [7 empty] | 57600
5 |  |  |  | 77 | [7 empty] | 57700
5 |  |  |  | 78 | [7 empty] | 57800
5 |  |  |  | 79 | [7 empty] | 57900
5 |  |  |  | 80 | [7 empty] | 58000
5 |  |  |  | 81 | [7 empty] | 58100
5 |  |  |  | 82 | [7 empty] | 58200
5 |  |  |  | 83 | [7 empty] | 58300
5 |  |  |  | 84 | [7 empty] | 58400
5 |  |  |  | 85 | [7 empty] | 58500
5 |  |  |  | 86 | [7 empty] | 58600
5 |  |  |  | 87 | [7 empty] | 58700
5 |  |  |  | 88 | [7 empty] | 58800
5 |  |  |  | 89 | [7 empty] | 58900
5 |  |  |  | 90 | [7 empty] | 59000
5 |  |  |  | 91 | [7 empty] | 59100
5 |  |  |  | 92 | [7 empty] | 59200
5 |  |  |  | 93 | [7 empty] | 59300
5 |  |  |  | 94 | [7 empty] | 59400
5 |  |  |  | 95 | [7 empty] | 59500
5 |  |  |  | 96 | [7 empty] | 59600
5 |  |  |  | 97 | [7 empty] | 59700
5 |  |  |  | 98 | [7 empty] | 59800
5 |  |  |  | 99 | [7 empty] | 59900

## Bldg 6
BUILDING # | Building Name | ALN NAME | SITE NAME | FIELD PANEL NUMBER | SYSTEM NAME | BAC DEV OBJECT NAME | IP ADDRESS | SUBNET MASK | GATEWAY | BBMD? Y or N | BBMD IP Addresses | FIELD PANEL DEVICE INSTANCE # | MSTP FLN-1 NETWORK # | MSTP FLN-2 / MSTP ALN NETWORK # | FIRST FLN DEVICE INSTANCE # | LAST POSSIBLE FLN DEVICE INSTANCE # | FIRST MSTP FLN-1 MAC ADDR | LAST POSSIBLE MSTP FLN-1 MAC ADDR | FIRST MSTP FLN-2 MAC ADDR | LAST MSTP FLN-2 MAC ADDR | OR | FIRST MSTP ALN MAC ADDR | LAST MSTP ALN MAC ADDR
6 |  |  |  | 1 | [7 empty] | 60100 | 601 | 651 | 60101 | 60199 | 1 | 99 | 1 | 99 |  | 1 | 9
6 |  |  |  | 2 | [7 empty] | 60200 | 602 | 652 | 60201 | 60299 | 1 | 99 | 1 | 99 |  | 1 | 9
6 |  |  |  | 3 | [7 empty] | 60300 | 603 | 653 | 60301 | 60399 | 1 | 99 | 1 | 99 |  | 1 | 9
6 |  |  |  | 4 | [7 empty] | 60400 | 604 | 654 | 60401 | 60499 | 1 | 99 | 1 | 99 |  | 1 | 9
6 |  |  |  | 5 | [7 empty] | 60500 | 605 | 655 | 60501 | 60599 | 1 | 99 | 1 | 99 |  | 1 | 9
6 |  |  |  | 6 | [7 empty] | 60600 | 606 | 656 | 60601 | 60699 | 1 | 99 | 1 | 99 |  | 1 | 9
6 |  |  |  | 7 | [7 empty] | 60700 | 607 | 657 | 60701 | 60799 | 1 | 99 | 1 | 99 |  | 1 | 9
6 |  |  |  | 8 | [7 empty] | 60800 | 608 | 658 | 60801 | 60899 | 1 | 99 | 1 | 99 |  | 1 | 9
6 |  |  |  | 9 | [7 empty] | 60900 | 609 | 659 | 60901 | 60999 | 1 | 99 | 1 | 99 |  | 1 | 9
6 |  |  |  | 10 | [7 empty] | 61000 | 610 | 660 | 61001 | 61099 | 1 | 99 | 1 | 99 |  | 1 | 9
6 |  |  |  | 11 | [7 empty] | 61100 | 611 | 661 | 61101 | 61199 | 1 | 99 | 1 | 99 |  | 1 | 9
6 |  |  |  | 12 | [7 empty] | 61200 | 612 | 662 | 61201 | 61299 | 1 | 99 | 1 | 99 |  | 1 | 9
6 |  |  |  | 13 | [7 empty] | 61300 | 613 | 663 | 61301 | 61399 | 1 | 99 | 1 | 99 |  | 1 | 9
6 |  |  |  | 14 | [7 empty] | 61400 | 614 | 664 | 61401 | 61499 | 1 | 99 | 1 | 99 |  | 1 | 9
6 |  |  |  | 15 | [7 empty] | 61500 | 615 | 665 | 61501 | 61599 | 1 | 99 | 1 | 99 |  | 1 | 9
6 |  |  |  | 16 | [7 empty] | 61600 | 616 | 666 | 61601 | 61699 | 1 | 99 | 1 | 99 |  | 1 | 9
6 |  |  |  | 17 | [7 empty] | 61700 | 617 | 667 | 61701 | 61799 | 1 | 99 | 1 | 99 |  | 1 | 9
6 |  |  |  | 18 | [7 empty] | 61800 | 618 | 668 | 61801 | 61899 | 1 | 99 | 1 | 99 |  | 1 | 9
6 |  |  |  | 19 | [7 empty] | 61900 | 619 | 669 | 61901 | 61999 | 1 | 99 | 1 | 99 |  | 1 | 9
6 |  |  |  | 20 | [7 empty] | 62000 | 620 | 670 | 62001 | 62099 | 1 | 99 | 1 | 99 |  | 1 | 9
6 |  |  |  | 21 | [7 empty] | 62100 | 621 | 671 | 62101 | 62199 | 1 | 99 | 1 | 99 |  | 1 | 9
6 |  |  |  | 22 | [7 empty] | 62200 | 622 | 672 | 62201 | 62299 | 1 | 99 | 1 | 99 |  | 1 | 9
6 |  |  |  | 23 | [7 empty] | 62300 | 623 | 673 | 62301 | 62399 | 1 | 99 | 1 | 99 |  | 1 | 9
6 |  |  |  | 24 | [7 empty] | 62400 | 624 | 674 | 62401 | 62499 | 1 | 99 | 1 | 99 |  | 1 | 9
6 |  |  |  | 25 | [7 empty] | 62500 | 625 | 675 | 62501 | 62599 | 1 | 99 | 1 | 99 |  | 1 | 9
6 |  |  |  | 26 | [7 empty] | 62600 | 626 | 676 | 62601 | 62699 | 1 | 99 | 1 | 99 |  | 1 | 9
6 |  |  |  | 27 | [7 empty] | 62700 | 627 | 677 | 62701 | 62799 | 1 | 99 | 1 | 99 |  | 1 | 9
6 |  |  |  | 28 | [7 empty] | 62800 | 628 | 678 | 62801 | 62899 | 1 | 99 | 1 | 99 |  | 1 | 9
6 |  |  |  | 29 | [7 empty] | 62900 | 629 | 679 | 62901 | 62999 | 1 | 99 | 1 | 99 |  | 1 | 9
6 |  |  |  | 30 | [7 empty] | 63000 | 630 | 680 | 63001 | 63099 | 1 | 99 | 1 | 99 |  | 1 | 9
6 |  |  |  | 31 | [7 empty] | 63100 | 631 | 681 | 63101 | 63199 | 1 | 99 | 1 | 99 |  | 1 | 9
6 |  |  |  | 32 | [7 empty] | 63200 | 632 | 682 | 63201 | 63299 | 1 | 99 | 1 | 99 |  | 1 | 9
6 |  |  |  | 33 | [7 empty] | 63300 | 633 | 683 | 63301 | 63399 | 1 | 99 | 1 | 99 |  | 1 | 9
6 |  |  |  | 34 | [7 empty] | 63400 | 634 | 684 | 63401 | 63499 | 1 | 99 | 1 | 99 |  | 1 | 9
6 |  |  |  | 35 | [7 empty] | 63500 | 635 | 685 | 63501 | 63599 | 1 | 99 | 1 | 99 |  | 1 | 9
6 |  |  |  | 36 | [7 empty] | 63600 | 636 | 686 | 63601 | 63699 | 1 | 99 | 1 | 99 |  | 1 | 9
6 |  |  |  | 37 | [7 empty] | 63700 | 637 | 687 | 63701 | 63799 | 1 | 99 | 1 | 99 |  | 1 | 9
6 |  |  |  | 38 | [7 empty] | 63800 | 638 | 688 | 63801 | 63899 | 1 | 99 | 1 | 99 |  | 1 | 9
6 |  |  |  | 39 | [7 empty] | 63900 | 639 | 689 | 63901 | 63999 | 1 | 99 | 1 | 99 |  | 1 | 9
6 |  |  |  | 40 | [7 empty] | 64000 | 640 | 690 | 64001 | 64099 | 1 | 99 | 1 | 99 |  | 1 | 9
6 |  |  |  | 41 | [7 empty] | 64100 | 641 | 691 | 64101 | 64199 | 1 | 99 | 1 | 99 |  | 1 | 9
6 |  |  |  | 42 | [7 empty] | 64200 | 642 | 692 | 64201 | 64299 | 1 | 99 | 1 | 99 |  | 1 | 9
6 |  |  |  | 43 | [7 empty] | 64300 | 643 | 693 | 64301 | 64399 | 1 | 99 | 1 | 99 |  | 1 | 9
6 |  |  |  | 44 | [7 empty] | 64400 | 644 | 694 | 64401 | 64499 | 1 | 99 | 1 | 99 |  | 1 | 9
6 |  |  |  | 45 | [7 empty] | 64500 | 645 | 695 | 64501 | 64599 | 1 | 99 | 1 | 99 |  | 1 | 9
6 |  |  |  | 46 | [7 empty] | 64600 | 646 | 696 | 64601 | 64699 | 1 | 99 | 1 | 99 |  | 1 | 9
6 |  |  |  | 47 | [7 empty] | 64700 | 647 | 697 | 64701 | 64799 | 1 | 99 | 1 | 99 |  | 1 | 9
6 |  |  |  | 48 | [7 empty] | 64800 | 648 | 698 | 64801 | 64899 | 1 | 99 | 1 | 99 |  | 1 | 9
6 |  |  |  | 49 | [7 empty] | 64900 | 649 | 699 | 64901 | 64999 | 1 | 99 | 1 | 99 |  | 1 | 9
6 |  |  |  | 50 | [7 empty] | 65000 | 650 | 700 | 65001 | 65099 | 1 | 99 | 1 | 99 |  | 1 | 9
6 |  |  |  | 51 | [7 empty] | 65100 | NO FLN's ON THESE CONTROLLERS
6 |  |  |  | 52 | [7 empty] | 65200
6 |  |  |  | 53 | [7 empty] | 65300
6 |  |  |  | 54 | [7 empty] | 65400
6 |  |  |  | 55 | [7 empty] | 65500
6 |  |  |  | 56 | [7 empty] | 65600
6 |  |  |  | 57 | [7 empty] | 65700
6 |  |  |  | 58 | [7 empty] | 65800
6 |  |  |  | 59 | [7 empty] | 65900
6 |  |  |  | 60 | [7 empty] | 66000
6 |  |  |  | 61 | [7 empty] | 66100
6 |  |  |  | 62 | [7 empty] | 66200
6 |  |  |  | 63 | [7 empty] | 66300
6 |  |  |  | 64 | [7 empty] | 66400
6 |  |  |  | 65 | [7 empty] | 66500
6 |  |  |  | 66 | [7 empty] | 66600
6 |  |  |  | 67 | [7 empty] | 66700
6 |  |  |  | 68 | [7 empty] | 66800
6 |  |  |  | 69 | [7 empty] | 66900
6 |  |  |  | 70 | [7 empty] | 67000
6 |  |  |  | 71 | [7 empty] | 67100
6 |  |  |  | 72 | [7 empty] | 67200
6 |  |  |  | 73 | [7 empty] | 67300
6 |  |  |  | 74 | [7 empty] | 67400
6 |  |  |  | 75 | [7 empty] | 67500
6 |  |  |  | 76 | [7 empty] | 67600
6 |  |  |  | 77 | [7 empty] | 67700
6 |  |  |  | 78 | [7 empty] | 67800
6 |  |  |  | 79 | [7 empty] | 67900
6 |  |  |  | 80 | [7 empty] | 68000
6 |  |  |  | 81 | [7 empty] | 68100
6 |  |  |  | 82 | [7 empty] | 68200
6 |  |  |  | 83 | [7 empty] | 68300
6 |  |  |  | 84 | [7 empty] | 68400
6 |  |  |  | 85 | [7 empty] | 68500
6 |  |  |  | 86 | [7 empty] | 68600
6 |  |  |  | 87 | [7 empty] | 68700
6 |  |  |  | 88 | [7 empty] | 68800
6 |  |  |  | 89 | [7 empty] | 68900
6 |  |  |  | 90 | [7 empty] | 69000
6 |  |  |  | 91 | [7 empty] | 69100
6 |  |  |  | 92 | [7 empty] | 69200
6 |  |  |  | 93 | [7 empty] | 69300
6 |  |  |  | 94 | [7 empty] | 69400
6 |  |  |  | 95 | [7 empty] | 69500
6 |  |  |  | 96 | [7 empty] | 69600
6 |  |  |  | 97 | [7 empty] | 69700
6 |  |  |  | 98 | [7 empty] | 69800
6 |  |  |  | 99 | [7 empty] | 69900

## Bldg 7
BUILDING # | Building Name | ALN NAME | SITE NAME | FIELD PANEL NUMBER | SYSTEM NAME | BAC DEV OBJECT NAME | IP ADDRESS | SUBNET MASK | GATEWAY | BBMD? Y or N | BBMD IP Addresses | FIELD PANEL DEVICE INSTANCE # | MSTP FLN-1 NETWORK # | MSTP FLN-2 / MSTP ALN NETWORK # | FIRST FLN DEVICE INSTANCE # | LAST POSSIBLE FLN DEVICE INSTANCE # | FIRST MSTP FLN-1 MAC ADDR | LAST POSSIBLE MSTP FLN-1 MAC ADDR | FIRST MSTP FLN-2 MAC ADDR | LAST MSTP FLN-2 MAC ADDR | OR | FIRST MSTP ALN MAC ADDR | LAST MSTP ALN MAC ADDR
7 |  |  |  | 1 | [7 empty] | 70100 | 701 | 751 | 70101 | 70199 | 1 | 99 | 1 | 99 |  | 1 | 9
7 |  |  |  | 2 | [7 empty] | 70200 | 702 | 752 | 70201 | 70299 | 1 | 99 | 1 | 99 |  | 1 | 9
7 |  |  |  | 3 | [7 empty] | 70300 | 703 | 753 | 70301 | 70399 | 1 | 99 | 1 | 99 |  | 1 | 9
7 |  |  |  | 4 | [7 empty] | 70400 | 704 | 754 | 70401 | 70499 | 1 | 99 | 1 | 99 |  | 1 | 9
7 |  |  |  | 5 | [7 empty] | 70500 | 705 | 755 | 70501 | 70599 | 1 | 99 | 1 | 99 |  | 1 | 9
7 |  |  |  | 6 | [7 empty] | 70600 | 706 | 756 | 70601 | 70699 | 1 | 99 | 1 | 99 |  | 1 | 9
7 |  |  |  | 7 | [7 empty] | 70700 | 707 | 757 | 70701 | 70799 | 1 | 99 | 1 | 99 |  | 1 | 9
7 |  |  |  | 8 | [7 empty] | 70800 | 708 | 758 | 70801 | 70899 | 1 | 99 | 1 | 99 |  | 1 | 9
7 |  |  |  | 9 | [7 empty] | 70900 | 709 | 759 | 70901 | 70999 | 1 | 99 | 1 | 99 |  | 1 | 9
7 |  |  |  | 10 | [7 empty] | 71000 | 710 | 760 | 71001 | 71099 | 1 | 99 | 1 | 99 |  | 1 | 9
7 |  |  |  | 11 | [7 empty] | 71100 | 711 | 761 | 71101 | 71199 | 1 | 99 | 1 | 99 |  | 1 | 9
7 |  |  |  | 12 | [7 empty] | 71200 | 712 | 762 | 71201 | 71299 | 1 | 99 | 1 | 99 |  | 1 | 9
7 |  |  |  | 13 | [7 empty] | 71300 | 713 | 763 | 71301 | 71399 | 1 | 99 | 1 | 99 |  | 1 | 9
7 |  |  |  | 14 | [7 empty] | 71400 | 714 | 764 | 71401 | 71499 | 1 | 99 | 1 | 99 |  | 1 | 9
7 |  |  |  | 15 | [7 empty] | 71500 | 715 | 765 | 71501 | 71599 | 1 | 99 | 1 | 99 |  | 1 | 9
7 |  |  |  | 16 | [7 empty] | 71600 | 716 | 766 | 71601 | 71699 | 1 | 99 | 1 | 99 |  | 1 | 9
7 |  |  |  | 17 | [7 empty] | 71700 | 717 | 767 | 71701 | 71799 | 1 | 99 | 1 | 99 |  | 1 | 9
7 |  |  |  | 18 | [7 empty] | 71800 | 718 | 768 | 71801 | 71899 | 1 | 99 | 1 | 99 |  | 1 | 9
7 |  |  |  | 19 | [7 empty] | 71900 | 719 | 769 | 71901 | 71999 | 1 | 99 | 1 | 99 |  | 1 | 9
7 |  |  |  | 20 | [7 empty] | 72000 | 720 | 770 | 72001 | 72099 | 1 | 99 | 1 | 99 |  | 1 | 9
7 |  |  |  | 21 | [7 empty] | 72100 | 721 | 771 | 72101 | 72199 | 1 | 99 | 1 | 99 |  | 1 | 9
7 |  |  |  | 22 | [7 empty] | 72200 | 722 | 772 | 72201 | 72299 | 1 | 99 | 1 | 99 |  | 1 | 9
7 |  |  |  | 23 | [7 empty] | 72300 | 723 | 773 | 72301 | 72399 | 1 | 99 | 1 | 99 |  | 1 | 9
7 |  |  |  | 24 | [7 empty] | 72400 | 724 | 774 | 72401 | 72499 | 1 | 99 | 1 | 99 |  | 1 | 9
7 |  |  |  | 25 | [7 empty] | 72500 | 725 | 775 | 72501 | 72599 | 1 | 99 | 1 | 99 |  | 1 | 9
7 |  |  |  | 26 | [7 empty] | 72600 | 726 | 776 | 72601 | 72699 | 1 | 99 | 1 | 99 |  | 1 | 9
7 |  |  |  | 27 | [7 empty] | 72700 | 727 | 777 | 72701 | 72799 | 1 | 99 | 1 | 99 |  | 1 | 9
7 |  |  |  | 28 | [7 empty] | 72800 | 728 | 778 | 72801 | 72899 | 1 | 99 | 1 | 99 |  | 1 | 9
7 |  |  |  | 29 | [7 empty] | 72900 | 729 | 779 | 72901 | 72999 | 1 | 99 | 1 | 99 |  | 1 | 9
7 |  |  |  | 30 | [7 empty] | 73000 | 730 | 780 | 73001 | 73099 | 1 | 99 | 1 | 99 |  | 1 | 9
7 |  |  |  | 31 | [7 empty] | 73100 | 731 | 781 | 73101 | 73199 | 1 | 99 | 1 | 99 |  | 1 | 9
7 |  |  |  | 32 | [7 empty] | 73200 | 732 | 782 | 73201 | 73299 | 1 | 99 | 1 | 99 |  | 1 | 9
7 |  |  |  | 33 | [7 empty] | 73300 | 733 | 783 | 73301 | 73399 | 1 | 99 | 1 | 99 |  | 1 | 9
7 |  |  |  | 34 | [7 empty] | 73400 | 734 | 784 | 73401 | 73499 | 1 | 99 | 1 | 99 |  | 1 | 9
7 |  |  |  | 35 | [7 empty] | 73500 | 735 | 785 | 73501 | 73599 | 1 | 99 | 1 | 99 |  | 1 | 9
7 |  |  |  | 36 | [7 empty] | 73600 | 736 | 786 | 73601 | 73699 | 1 | 99 | 1 | 99 |  | 1 | 9
7 |  |  |  | 37 | [7 empty] | 73700 | 737 | 787 | 73701 | 73799 | 1 | 99 | 1 | 99 |  | 1 | 9
7 |  |  |  | 38 | [7 empty] | 73800 | 738 | 788 | 73801 | 73899 | 1 | 99 | 1 | 99 |  | 1 | 9
7 |  |  |  | 39 | [7 empty] | 73900 | 739 | 789 | 73901 | 73999 | 1 | 99 | 1 | 99 |  | 1 | 9
7 |  |  |  | 40 | [7 empty] | 74000 | 740 | 790 | 74001 | 74099 | 1 | 99 | 1 | 99 |  | 1 | 9
7 |  |  |  | 41 | [7 empty] | 74100 | 741 | 791 | 74101 | 74199 | 1 | 99 | 1 | 99 |  | 1 | 9
7 |  |  |  | 42 | [7 empty] | 74200 | 742 | 792 | 74201 | 74299 | 1 | 99 | 1 | 99 |  | 1 | 9
7 |  |  |  | 43 | [7 empty] | 74300 | 743 | 793 | 74301 | 74399 | 1 | 99 | 1 | 99 |  | 1 | 9
7 |  |  |  | 44 | [7 empty] | 74400 | 744 | 794 | 74401 | 74499 | 1 | 99 | 1 | 99 |  | 1 | 9
7 |  |  |  | 45 | [7 empty] | 74500 | 745 | 795 | 74501 | 74599 | 1 | 99 | 1 | 99 |  | 1 | 9
7 |  |  |  | 46 | [7 empty] | 74600 | 746 | 796 | 74601 | 74699 | 1 | 99 | 1 | 99 |  | 1 | 9
7 |  |  |  | 47 | [7 empty] | 74700 | 747 | 797 | 74701 | 74799 | 1 | 99 | 1 | 99 |  | 1 | 9
7 |  |  |  | 48 | [7 empty] | 74800 | 748 | 798 | 74801 | 74899 | 1 | 99 | 1 | 99 |  | 1 | 9
7 |  |  |  | 49 | [7 empty] | 74900 | 749 | 799 | 74901 | 74999 | 1 | 99 | 1 | 99 |  | 1 | 9
7 |  |  |  | 50 | [7 empty] | 75000 | 750 | 800 | 75001 | 75099 | 1 | 99 | 1 | 99 |  | 1 | 9
7 |  |  |  | 51 | [7 empty] | 75100 | NO FLN's ON THESE CONTROLLERS
7 |  |  |  | 52 | [7 empty] | 75200
7 |  |  |  | 53 | [7 empty] | 75300
7 |  |  |  | 54 | [7 empty] | 75400
7 |  |  |  | 55 | [7 empty] | 75500
7 |  |  |  | 56 | [7 empty] | 75600
7 |  |  |  | 57 | [7 empty] | 75700
7 |  |  |  | 58 | [7 empty] | 75800
7 |  |  |  | 59 | [7 empty] | 75900
7 |  |  |  | 60 | [7 empty] | 76000
7 |  |  |  | 61 | [7 empty] | 76100
7 |  |  |  | 62 | [7 empty] | 76200
7 |  |  |  | 63 | [7 empty] | 76300
7 |  |  |  | 64 | [7 empty] | 76400
7 |  |  |  | 65 | [7 empty] | 76500
7 |  |  |  | 66 | [7 empty] | 76600
7 |  |  |  | 67 | [7 empty] | 76700
7 |  |  |  | 68 | [7 empty] | 76800
7 |  |  |  | 69 | [7 empty] | 76900
7 |  |  |  | 70 | [7 empty] | 77000
7 |  |  |  | 71 | [7 empty] | 77100
7 |  |  |  | 72 | [7 empty] | 77200
7 |  |  |  | 73 | [7 empty] | 77300
7 |  |  |  | 74 | [7 empty] | 77400
7 |  |  |  | 75 | [7 empty] | 77500
7 |  |  |  | 76 | [7 empty] | 77600
7 |  |  |  | 77 | [7 empty] | 77700
7 |  |  |  | 78 | [7 empty] | 77800
7 |  |  |  | 79 | [7 empty] | 77900
7 |  |  |  | 80 | [7 empty] | 78000
7 |  |  |  | 81 | [7 empty] | 78100
7 |  |  |  | 82 | [7 empty] | 78200
7 |  |  |  | 83 | [7 empty] | 78300
7 |  |  |  | 84 | [7 empty] | 78400
7 |  |  |  | 85 | [7 empty] | 78500
7 |  |  |  | 86 | [7 empty] | 78600
7 |  |  |  | 87 | [7 empty] | 78700
7 |  |  |  | 88 | [7 empty] | 78800
7 |  |  |  | 89 | [7 empty] | 78900
7 |  |  |  | 90 | [7 empty] | 79000
7 |  |  |  | 91 | [7 empty] | 79100
7 |  |  |  | 92 | [7 empty] | 79200
7 |  |  |  | 93 | [7 empty] | 79300
7 |  |  |  | 94 | [7 empty] | 79400
7 |  |  |  | 95 | [7 empty] | 79500
7 |  |  |  | 96 | [7 empty] | 79600
7 |  |  |  | 97 | [7 empty] | 79700
7 |  |  |  | 98 | [7 empty] | 79800
7 |  |  |  | 99 | [7 empty] | 79900

## Bldg 8
BUILDING # | Building Name | ALN NAME | SITE NAME | FIELD PANEL NUMBER | SYSTEM NAME | BAC DEV OBJECT NAME | IP ADDRESS | SUBNET MASK | GATEWAY | BBMD? Y or N | BBMD IP Addresses | FIELD PANEL DEVICE INSTANCE # | MSTP FLN-1 NETWORK # | MSTP FLN-2 / MSTP ALN NETWORK # | FIRST FLN DEVICE INSTANCE # | LAST POSSIBLE FLN DEVICE INSTANCE # | FIRST MSTP FLN-1 MAC ADDR | LAST POSSIBLE MSTP FLN-1 MAC ADDR | FIRST MSTP FLN-2 MAC ADDR | LAST MSTP FLN-2 MAC ADDR | OR | FIRST MSTP ALN MAC ADDR | LAST MSTP ALN MAC ADDR
8 |  |  |  | 1 | [7 empty] | 80100 | 801 | 851 | 80101 | 80199 | 1 | 99 | 1 | 99 |  | 1 | 9
8 |  |  |  | 2 | [7 empty] | 80200 | 802 | 852 | 80201 | 80299 | 1 | 99 | 1 | 99 |  | 1 | 9
8 |  |  |  | 3 | [7 empty] | 80300 | 803 | 853 | 80301 | 80399 | 1 | 99 | 1 | 99 |  | 1 | 9
8 |  |  |  | 4 | [7 empty] | 80400 | 804 | 854 | 80401 | 80499 | 1 | 99 | 1 | 99 |  | 1 | 9
8 |  |  |  | 5 | [7 empty] | 80500 | 805 | 855 | 80501 | 80599 | 1 | 99 | 1 | 99 |  | 1 | 9
8 |  |  |  | 6 | [7 empty] | 80600 | 806 | 856 | 80601 | 80699 | 1 | 99 | 1 | 99 |  | 1 | 9
8 |  |  |  | 7 | [7 empty] | 80700 | 807 | 857 | 80701 | 80799 | 1 | 99 | 1 | 99 |  | 1 | 9
8 |  |  |  | 8 | [7 empty] | 80800 | 808 | 858 | 80801 | 80899 | 1 | 99 | 1 | 99 |  | 1 | 9
8 |  |  |  | 9 | [7 empty] | 80900 | 809 | 859 | 80901 | 80999 | 1 | 99 | 1 | 99 |  | 1 | 9
8 |  |  |  | 10 | [7 empty] | 81000 | 810 | 860 | 81001 | 81099 | 1 | 99 | 1 | 99 |  | 1 | 9
8 |  |  |  | 11 | [7 empty] | 81100 | 811 | 861 | 81101 | 81199 | 1 | 99 | 1 | 99 |  | 1 | 9
8 |  |  |  | 12 | [7 empty] | 81200 | 812 | 862 | 81201 | 81299 | 1 | 99 | 1 | 99 |  | 1 | 9
8 |  |  |  | 13 | [7 empty] | 81300 | 813 | 863 | 81301 | 81399 | 1 | 99 | 1 | 99 |  | 1 | 9
8 |  |  |  | 14 | [7 empty] | 81400 | 814 | 864 | 81401 | 81499 | 1 | 99 | 1 | 99 |  | 1 | 9
8 |  |  |  | 15 | [7 empty] | 81500 | 815 | 865 | 81501 | 81599 | 1 | 99 | 1 | 99 |  | 1 | 9
8 |  |  |  | 16 | [7 empty] | 81600 | 816 | 866 | 81601 | 81699 | 1 | 99 | 1 | 99 |  | 1 | 9
8 |  |  |  | 17 | [7 empty] | 81700 | 817 | 867 | 81701 | 81799 | 1 | 99 | 1 | 99 |  | 1 | 9
8 |  |  |  | 18 | [7 empty] | 81800 | 818 | 868 | 81801 | 81899 | 1 | 99 | 1 | 99 |  | 1 | 9
8 |  |  |  | 19 | [7 empty] | 81900 | 819 | 869 | 81901 | 81999 | 1 | 99 | 1 | 99 |  | 1 | 9
8 |  |  |  | 20 | [7 empty] | 82000 | 820 | 870 | 82001 | 82099 | 1 | 99 | 1 | 99 |  | 1 | 9
8 |  |  |  | 21 | [7 empty] | 82100 | 821 | 871 | 82101 | 82199 | 1 | 99 | 1 | 99 |  | 1 | 9
8 |  |  |  | 22 | [7 empty] | 82200 | 822 | 872 | 82201 | 82299 | 1 | 99 | 1 | 99 |  | 1 | 9
8 |  |  |  | 23 | [7 empty] | 82300 | 823 | 873 | 82301 | 82399 | 1 | 99 | 1 | 99 |  | 1 | 9
8 |  |  |  | 24 | [7 empty] | 82400 | 824 | 874 | 82401 | 82499 | 1 | 99 | 1 | 99 |  | 1 | 9
8 |  |  |  | 25 | [7 empty] | 82500 | 825 | 875 | 82501 | 82599 | 1 | 99 | 1 | 99 |  | 1 | 9
8 |  |  |  | 26 | [7 empty] | 82600 | 826 | 876 | 82601 | 82699 | 1 | 99 | 1 | 99 |  | 1 | 9
8 |  |  |  | 27 | [7 empty] | 82700 | 827 | 877 | 82701 | 82799 | 1 | 99 | 1 | 99 |  | 1 | 9
8 |  |  |  | 28 | [7 empty] | 82800 | 828 | 878 | 82801 | 82899 | 1 | 99 | 1 | 99 |  | 1 | 9
8 |  |  |  | 29 | [7 empty] | 82900 | 829 | 879 | 82901 | 82999 | 1 | 99 | 1 | 99 |  | 1 | 9
8 |  |  |  | 30 | [7 empty] | 83000 | 830 | 880 | 83001 | 83099 | 1 | 99 | 1 | 99 |  | 1 | 9
8 |  |  |  | 31 | [7 empty] | 83100 | 831 | 881 | 83101 | 83199 | 1 | 99 | 1 | 99 |  | 1 | 9
8 |  |  |  | 32 | [7 empty] | 83200 | 832 | 882 | 83201 | 83299 | 1 | 99 | 1 | 99 |  | 1 | 9
8 |  |  |  | 33 | [7 empty] | 83300 | 833 | 883 | 83301 | 83399 | 1 | 99 | 1 | 99 |  | 1 | 9
8 |  |  |  | 34 | [7 empty] | 83400 | 834 | 884 | 83401 | 83499 | 1 | 99 | 1 | 99 |  | 1 | 9
8 |  |  |  | 35 | [7 empty] | 83500 | 835 | 885 | 83501 | 83599 | 1 | 99 | 1 | 99 |  | 1 | 9
8 |  |  |  | 36 | [7 empty] | 83600 | 836 | 886 | 83601 | 83699 | 1 | 99 | 1 | 99 |  | 1 | 9
8 |  |  |  | 37 | [7 empty] | 83700 | 837 | 887 | 83701 | 83799 | 1 | 99 | 1 | 99 |  | 1 | 9
8 |  |  |  | 38 | [7 empty] | 83800 | 838 | 888 | 83801 | 83899 | 1 | 99 | 1 | 99 |  | 1 | 9
8 |  |  |  | 39 | [7 empty] | 83900 | 839 | 889 | 83901 | 83999 | 1 | 99 | 1 | 99 |  | 1 | 9
8 |  |  |  | 40 | [7 empty] | 84000 | 840 | 890 | 84001 | 84099 | 1 | 99 | 1 | 99 |  | 1 | 9
8 |  |  |  | 41 | [7 empty] | 84100 | 841 | 891 | 84101 | 84199 | 1 | 99 | 1 | 99 |  | 1 | 9
8 |  |  |  | 42 | [7 empty] | 84200 | 842 | 892 | 84201 | 84299 | 1 | 99 | 1 | 99 |  | 1 | 9
8 |  |  |  | 43 | [7 empty] | 84300 | 843 | 893 | 84301 | 84399 | 1 | 99 | 1 | 99 |  | 1 | 9
8 |  |  |  | 44 | [7 empty] | 84400 | 844 | 894 | 84401 | 84499 | 1 | 99 | 1 | 99 |  | 1 | 9
8 |  |  |  | 45 | [7 empty] | 84500 | 845 | 895 | 84501 | 84599 | 1 | 99 | 1 | 99 |  | 1 | 9
8 |  |  |  | 46 | [7 empty] | 84600 | 846 | 896 | 84601 | 84699 | 1 | 99 | 1 | 99 |  | 1 | 9
8 |  |  |  | 47 | [7 empty] | 84700 | 847 | 897 | 84701 | 84799 | 1 | 99 | 1 | 99 |  | 1 | 9
8 |  |  |  | 48 | [7 empty] | 84800 | 848 | 898 | 84801 | 84899 | 1 | 99 | 1 | 99 |  | 1 | 9
8 |  |  |  | 49 | [7 empty] | 84900 | 849 | 899 | 84901 | 84999 | 1 | 99 | 1 | 99 |  | 1 | 9
8 |  |  |  | 50 | [7 empty] | 85000 | 850 | 900 | 85001 | 85099 | 1 | 99 | 1 | 99 |  | 1 | 9
8 |  |  |  | 51 | [7 empty] | 85100 | NO FLN's ON THESE CONTROLLERS
8 |  |  |  | 52 | [7 empty] | 85200
8 |  |  |  | 53 | [7 empty] | 85300
8 |  |  |  | 54 | [7 empty] | 85400
8 |  |  |  | 55 | [7 empty] | 85500
8 |  |  |  | 56 | [7 empty] | 85600
8 |  |  |  | 57 | [7 empty] | 85700
8 |  |  |  | 58 | [7 empty] | 85800
8 |  |  |  | 59 | [7 empty] | 85900
8 |  |  |  | 60 | [7 empty] | 86000
8 |  |  |  | 61 | [7 empty] | 86100
8 |  |  |  | 62 | [7 empty] | 86200
8 |  |  |  | 63 | [7 empty] | 86300
8 |  |  |  | 64 | [7 empty] | 86400
8 |  |  |  | 65 | [7 empty] | 86500
8 |  |  |  | 66 | [7 empty] | 86600
8 |  |  |  | 67 | [7 empty] | 86700
8 |  |  |  | 68 | [7 empty] | 86800
8 |  |  |  | 69 | [7 empty] | 86900
8 |  |  |  | 70 | [7 empty] | 87000
8 |  |  |  | 71 | [7 empty] | 87100
8 |  |  |  | 72 | [7 empty] | 87200
8 |  |  |  | 73 | [7 empty] | 87300
8 |  |  |  | 74 | [7 empty] | 87400
8 |  |  |  | 75 | [7 empty] | 87500
8 |  |  |  | 76 | [7 empty] | 87600
8 |  |  |  | 77 | [7 empty] | 87700
8 |  |  |  | 78 | [7 empty] | 87800
8 |  |  |  | 79 | [7 empty] | 87900
8 |  |  |  | 80 | [7 empty] | 88000
8 |  |  |  | 81 | [7 empty] | 88100
8 |  |  |  | 82 | [7 empty] | 88200
8 |  |  |  | 83 | [7 empty] | 88300
8 |  |  |  | 84 | [7 empty] | 88400
8 |  |  |  | 85 | [7 empty] | 88500
8 |  |  |  | 86 | [7 empty] | 88600
8 |  |  |  | 87 | [7 empty] | 88700
8 |  |  |  | 88 | [7 empty] | 88800
8 |  |  |  | 89 | [7 empty] | 88900
8 |  |  |  | 90 | [7 empty] | 89000
8 |  |  |  | 91 | [7 empty] | 89100
8 |  |  |  | 92 | [7 empty] | 89200
8 |  |  |  | 93 | [7 empty] | 89300
8 |  |  |  | 94 | [7 empty] | 89400
8 |  |  |  | 95 | [7 empty] | 89500
8 |  |  |  | 96 | [7 empty] | 89600
8 |  |  |  | 97 | [7 empty] | 89700
8 |  |  |  | 98 | [7 empty] | 89800
8 |  |  |  | 99 | [7 empty] | 89900

## Bldg 9
BUILDING # | Building Name | ALN NAME | SITE NAME | FIELD PANEL NUMBER | SYSTEM NAME | BAC DEV OBJECT NAME | IP ADDRESS | SUBNET MASK | GATEWAY | BBMD? Y or N | BBMD IP Addresses | FIELD PANEL DEVICE INSTANCE # | MSTP FLN-1 NETWORK # | MSTP FLN-2 / MSTP ALN NETWORK # | FIRST FLN DEVICE INSTANCE # | LAST POSSIBLE FLN DEVICE INSTANCE # | FIRST MSTP FLN-1 MAC ADDR | LAST POSSIBLE MSTP FLN-1 MAC ADDR | FIRST MSTP FLN-2 MAC ADDR | LAST MSTP FLN-2 MAC ADDR | OR | FIRST MSTP ALN MAC ADDR | LAST MSTP ALN MAC ADDR
9 |  |  |  | 1 | [7 empty] | 90100 | 901 | 951 | 90101 | 90199 | 1 | 99 | 1 | 99 |  | 1 | 9
9 |  |  |  | 2 | [7 empty] | 90200 | 902 | 952 | 90201 | 90299 | 1 | 99 | 1 | 99 |  | 1 | 9
9 |  |  |  | 3 | [7 empty] | 90300 | 903 | 953 | 90301 | 90399 | 1 | 99 | 1 | 99 |  | 1 | 9
9 |  |  |  | 4 | [7 empty] | 90400 | 904 | 954 | 90401 | 90499 | 1 | 99 | 1 | 99 |  | 1 | 9
9 |  |  |  | 5 | [7 empty] | 90500 | 905 | 955 | 90501 | 90599 | 1 | 99 | 1 | 99 |  | 1 | 9
9 |  |  |  | 6 | [7 empty] | 90600 | 906 | 956 | 90601 | 90699 | 1 | 99 | 1 | 99 |  | 1 | 9
9 |  |  |  | 7 | [7 empty] | 90700 | 907 | 957 | 90701 | 90799 | 1 | 99 | 1 | 99 |  | 1 | 9
9 |  |  |  | 8 | [7 empty] | 90800 | 908 | 958 | 90801 | 90899 | 1 | 99 | 1 | 99 |  | 1 | 9
9 |  |  |  | 9 | [7 empty] | 90900 | 909 | 959 | 90901 | 90999 | 1 | 99 | 1 | 99 |  | 1 | 9
9 |  |  |  | 10 | [7 empty] | 91000 | 910 | 960 | 91001 | 91099 | 1 | 99 | 1 | 99 |  | 1 | 9
9 |  |  |  | 11 | [7 empty] | 91100 | 911 | 961 | 91101 | 91199 | 1 | 99 | 1 | 99 |  | 1 | 9
9 |  |  |  | 12 | [7 empty] | 91200 | 912 | 962 | 91201 | 91299 | 1 | 99 | 1 | 99 |  | 1 | 9
9 |  |  |  | 13 | [7 empty] | 91300 | 913 | 963 | 91301 | 91399 | 1 | 99 | 1 | 99 |  | 1 | 9
9 |  |  |  | 14 | [7 empty] | 91400 | 914 | 964 | 91401 | 91499 | 1 | 99 | 1 | 99 |  | 1 | 9
9 |  |  |  | 15 | [7 empty] | 91500 | 915 | 965 | 91501 | 91599 | 1 | 99 | 1 | 99 |  | 1 | 9
9 |  |  |  | 16 | [7 empty] | 91600 | 916 | 966 | 91601 | 91699 | 1 | 99 | 1 | 99 |  | 1 | 9
9 |  |  |  | 17 | [7 empty] | 91700 | 917 | 967 | 91701 | 91799 | 1 | 99 | 1 | 99 |  | 1 | 9
9 |  |  |  | 18 | [7 empty] | 91800 | 918 | 968 | 91801 | 91899 | 1 | 99 | 1 | 99 |  | 1 | 9
9 |  |  |  | 19 | [7 empty] | 91900 | 919 | 969 | 91901 | 91999 | 1 | 99 | 1 | 99 |  | 1 | 9
9 |  |  |  | 20 | [7 empty] | 92000 | 920 | 970 | 92001 | 92099 | 1 | 99 | 1 | 99 |  | 1 | 9
9 |  |  |  | 21 | [7 empty] | 92100 | 921 | 971 | 92101 | 92199 | 1 | 99 | 1 | 99 |  | 1 | 9
9 |  |  |  | 22 | [7 empty] | 92200 | 922 | 972 | 92201 | 92299 | 1 | 99 | 1 | 99 |  | 1 | 9
9 |  |  |  | 23 | [7 empty] | 92300 | 923 | 973 | 92301 | 92399 | 1 | 99 | 1 | 99 |  | 1 | 9
9 |  |  |  | 24 | [7 empty] | 92400 | 924 | 974 | 92401 | 92499 | 1 | 99 | 1 | 99 |  | 1 | 9
9 |  |  |  | 25 | [7 empty] | 92500 | 925 | 975 | 92501 | 92599 | 1 | 99 | 1 | 99 |  | 1 | 9
9 |  |  |  | 26 | [7 empty] | 92600 | 926 | 976 | 92601 | 92699 | 1 | 99 | 1 | 99 |  | 1 | 9
9 |  |  |  | 27 | [7 empty] | 92700 | 927 | 977 | 92701 | 92799 | 1 | 99 | 1 | 99 |  | 1 | 9
9 |  |  |  | 28 | [7 empty] | 92800 | 928 | 978 | 92801 | 92899 | 1 | 99 | 1 | 99 |  | 1 | 9
9 |  |  |  | 29 | [7 empty] | 92900 | 929 | 979 | 92901 | 92999 | 1 | 99 | 1 | 99 |  | 1 | 9
9 |  |  |  | 30 | [7 empty] | 93000 | 930 | 980 | 93001 | 93099 | 1 | 99 | 1 | 99 |  | 1 | 9
9 |  |  |  | 31 | [7 empty] | 93100 | 931 | 981 | 93101 | 93199 | 1 | 99 | 1 | 99 |  | 1 | 9
9 |  |  |  | 32 | [7 empty] | 93200 | 932 | 982 | 93201 | 93299 | 1 | 99 | 1 | 99 |  | 1 | 9
9 |  |  |  | 33 | [7 empty] | 93300 | 933 | 983 | 93301 | 93399 | 1 | 99 | 1 | 99 |  | 1 | 9
9 |  |  |  | 34 | [7 empty] | 93400 | 934 | 984 | 93401 | 93499 | 1 | 99 | 1 | 99 |  | 1 | 9
9 |  |  |  | 35 | [7 empty] | 93500 | 935 | 985 | 93501 | 93599 | 1 | 99 | 1 | 99 |  | 1 | 9
9 |  |  |  | 36 | [7 empty] | 93600 | 936 | 986 | 93601 | 93699 | 1 | 99 | 1 | 99 |  | 1 | 9
9 |  |  |  | 37 | [7 empty] | 93700 | 937 | 987 | 93701 | 93799 | 1 | 99 | 1 | 99 |  | 1 | 9
9 |  |  |  | 38 | [7 empty] | 93800 | 938 | 988 | 93801 | 93899 | 1 | 99 | 1 | 99 |  | 1 | 9
9 |  |  |  | 39 | [7 empty] | 93900 | 939 | 989 | 93901 | 93999 | 1 | 99 | 1 | 99 |  | 1 | 9
9 |  |  |  | 40 | [7 empty] | 94000 | 940 | 990 | 94001 | 94099 | 1 | 99 | 1 | 99 |  | 1 | 9
9 |  |  |  | 41 | [7 empty] | 94100 | 941 | 991 | 94101 | 94199 | 1 | 99 | 1 | 99 |  | 1 | 9
9 |  |  |  | 42 | [7 empty] | 94200 | 942 | 992 | 94201 | 94299 | 1 | 99 | 1 | 99 |  | 1 | 9
9 |  |  |  | 43 | [7 empty] | 94300 | 943 | 993 | 94301 | 94399 | 1 | 99 | 1 | 99 |  | 1 | 9
9 |  |  |  | 44 | [7 empty] | 94400 | 944 | 994 | 94401 | 94499 | 1 | 99 | 1 | 99 |  | 1 | 9
9 |  |  |  | 45 | [7 empty] | 94500 | 945 | 995 | 94501 | 94599 | 1 | 99 | 1 | 99 |  | 1 | 9
9 |  |  |  | 46 | [7 empty] | 94600 | 946 | 996 | 94601 | 94699 | 1 | 99 | 1 | 99 |  | 1 | 9
9 |  |  |  | 47 | [7 empty] | 94700 | 947 | 997 | 94701 | 94799 | 1 | 99 | 1 | 99 |  | 1 | 9
9 |  |  |  | 48 | [7 empty] | 94800 | 948 | 998 | 94801 | 94899 | 1 | 99 | 1 | 99 |  | 1 | 9
9 |  |  |  | 49 | [7 empty] | 94900 | 949 | 999 | 94901 | 94999 | 1 | 99 | 1 | 99 |  | 1 | 9
9 |  |  |  | 50 | [7 empty] | 95000 | 950 | 1000 | 95001 | 95099 | 1 | 99 | 1 | 99 |  | 1 | 9
9 |  |  |  | 51 | [7 empty] | 95100 | NO FLN's ON THESE CONTROLLERS
9 |  |  |  | 52 | [7 empty] | 95200
9 |  |  |  | 53 | [7 empty] | 95300
9 |  |  |  | 54 | [7 empty] | 95400
9 |  |  |  | 55 | [7 empty] | 95500
9 |  |  |  | 56 | [7 empty] | 95600
9 |  |  |  | 57 | [7 empty] | 95700
9 |  |  |  | 58 | [7 empty] | 95800
9 |  |  |  | 59 | [7 empty] | 95900
9 |  |  |  | 60 | [7 empty] | 96000
9 |  |  |  | 61 | [7 empty] | 96100
9 |  |  |  | 62 | [7 empty] | 96200
9 |  |  |  | 63 | [7 empty] | 96300
9 |  |  |  | 64 | [7 empty] | 96400
9 |  |  |  | 65 | [7 empty] | 96500
9 |  |  |  | 66 | [7 empty] | 96600
9 |  |  |  | 67 | [7 empty] | 96700
9 |  |  |  | 68 | [7 empty] | 96800
9 |  |  |  | 69 | [7 empty] | 96900
9 |  |  |  | 70 | [7 empty] | 97000
9 |  |  |  | 71 | [7 empty] | 97100
9 |  |  |  | 72 | [7 empty] | 97200
9 |  |  |  | 73 | [7 empty] | 97300
9 |  |  |  | 74 | [7 empty] | 97400
9 |  |  |  | 75 | [7 empty] | 97500
9 |  |  |  | 76 | [7 empty] | 97600
9 |  |  |  | 77 | [7 empty] | 97700
9 |  |  |  | 78 | [7 empty] | 97800
9 |  |  |  | 79 | [7 empty] | 97900
9 |  |  |  | 80 | [7 empty] | 98000
9 |  |  |  | 81 | [7 empty] | 98100
9 |  |  |  | 82 | [7 empty] | 98200
9 |  |  |  | 83 | [7 empty] | 98300
9 |  |  |  | 84 | [7 empty] | 98400
9 |  |  |  | 85 | [7 empty] | 98500
9 |  |  |  | 86 | [7 empty] | 98600
9 |  |  |  | 87 | [7 empty] | 98700
9 |  |  |  | 88 | [7 empty] | 98800
9 |  |  |  | 89 | [7 empty] | 98900
9 |  |  |  | 90 | [7 empty] | 99000
9 |  |  |  | 91 | [7 empty] | 99100
9 |  |  |  | 92 | [7 empty] | 99200
9 |  |  |  | 93 | [7 empty] | 99300
9 |  |  |  | 94 | [7 empty] | 99400
9 |  |  |  | 95 | [7 empty] | 99500
9 |  |  |  | 96 | [7 empty] | 99600
9 |  |  |  | 97 | [7 empty] | 99700
9 |  |  |  | 98 | [7 empty] | 99800
9 |  |  |  | 99 | [7 empty] | 99900

## Bldg 10
BUILDING # | Building Name | ALN NAME | SITE NAME | FIELD PANEL NUMBER | SYSTEM NAME | BAC DEV OBJECT NAME | IP ADDRESS | SUBNET MASK | GATEWAY | BBMD? Y or N | BBMD IP Addresses | FIELD PANEL DEVICE INSTANCE # | MSTP FLN-1 NETWORK # | MSTP FLN-2 / MSTP ALN NETWORK # | FIRST FLN DEVICE INSTANCE # | LAST POSSIBLE FLN DEVICE INSTANCE # | FIRST MSTP FLN-1 MAC ADDR | LAST POSSIBLE MSTP FLN-1 MAC ADDR | FIRST MSTP FLN-2 MAC ADDR | LAST MSTP FLN-2 MAC ADDR | OR | FIRST MSTP ALN MAC ADDR | LAST MSTP ALN MAC ADDR
10 |  |  |  | 1 | [7 empty] | 100100 | 1001 | 1051 | 100101 | 100199 | 1 | 99 | 1 | 99 |  | 1 | 9
10 |  |  |  | 2 | [7 empty] | 100200 | 1002 | 1052 | 100201 | 100299 | 1 | 99 | 1 | 99 |  | 1 | 9
10 |  |  |  | 3 | [7 empty] | 100300 | 1003 | 1053 | 100301 | 100399 | 1 | 99 | 1 | 99 |  | 1 | 9
10 |  |  |  | 4 | [7 empty] | 100400 | 1004 | 1054 | 100401 | 100499 | 1 | 99 | 1 | 99 |  | 1 | 9
10 |  |  |  | 5 | [7 empty] | 100500 | 1005 | 1055 | 100501 | 100599 | 1 | 99 | 1 | 99 |  | 1 | 9
10 |  |  |  | 6 | [7 empty] | 100600 | 1006 | 1056 | 100601 | 100699 | 1 | 99 | 1 | 99 |  | 1 | 9
10 |  |  |  | 7 | [7 empty] | 100700 | 1007 | 1057 | 100701 | 100799 | 1 | 99 | 1 | 99 |  | 1 | 9
10 |  |  |  | 8 | [7 empty] | 100800 | 1008 | 1058 | 100801 | 100899 | 1 | 99 | 1 | 99 |  | 1 | 9
10 |  |  |  | 9 | [7 empty] | 100900 | 1009 | 1059 | 100901 | 100999 | 1 | 99 | 1 | 99 |  | 1 | 9
10 |  |  |  | 10 | [7 empty] | 101000 | 1010 | 1060 | 101001 | 101099 | 1 | 99 | 1 | 99 |  | 1 | 9
10 |  |  |  | 11 | [7 empty] | 101100 | 1011 | 1061 | 101101 | 101199 | 1 | 99 | 1 | 99 |  | 1 | 9
10 |  |  |  | 12 | [7 empty] | 101200 | 1012 | 1062 | 101201 | 101299 | 1 | 99 | 1 | 99 |  | 1 | 9
10 |  |  |  | 13 | [7 empty] | 101300 | 1013 | 1063 | 101301 | 101399 | 1 | 99 | 1 | 99 |  | 1 | 9
10 |  |  |  | 14 | [7 empty] | 101400 | 1014 | 1064 | 101401 | 101499 | 1 | 99 | 1 | 99 |  | 1 | 9
10 |  |  |  | 15 | [7 empty] | 101500 | 1015 | 1065 | 101501 | 101599 | 1 | 99 | 1 | 99 |  | 1 | 9
10 |  |  |  | 16 | [7 empty] | 101600 | 1016 | 1066 | 101601 | 101699 | 1 | 99 | 1 | 99 |  | 1 | 9
10 |  |  |  | 17 | [7 empty] | 101700 | 1017 | 1067 | 101701 | 101799 | 1 | 99 | 1 | 99 |  | 1 | 9
10 |  |  |  | 18 | [7 empty] | 101800 | 1018 | 1068 | 101801 | 101899 | 1 | 99 | 1 | 99 |  | 1 | 9
10 |  |  |  | 19 | [7 empty] | 101900 | 1019 | 1069 | 101901 | 101999 | 1 | 99 | 1 | 99 |  | 1 | 9
10 |  |  |  | 20 | [7 empty] | 102000 | 1020 | 1070 | 102001 | 102099 | 1 | 99 | 1 | 99 |  | 1 | 9
10 |  |  |  | 21 | [7 empty] | 102100 | 1021 | 1071 | 102101 | 102199 | 1 | 99 | 1 | 99 |  | 1 | 9
10 |  |  |  | 22 | [7 empty] | 102200 | 1022 | 1072 | 102201 | 102299 | 1 | 99 | 1 | 99 |  | 1 | 9
10 |  |  |  | 23 | [7 empty] | 102300 | 1023 | 1073 | 102301 | 102399 | 1 | 99 | 1 | 99 |  | 1 | 9
10 |  |  |  | 24 | [7 empty] | 102400 | 1024 | 1074 | 102401 | 102499 | 1 | 99 | 1 | 99 |  | 1 | 9
10 |  |  |  | 25 | [7 empty] | 102500 | 1025 | 1075 | 102501 | 102599 | 1 | 99 | 1 | 99 |  | 1 | 9
10 |  |  |  | 26 | [7 empty] | 102600 | 1026 | 1076 | 102601 | 102699 | 1 | 99 | 1 | 99 |  | 1 | 9
10 |  |  |  | 27 | [7 empty] | 102700 | 1027 | 1077 | 102701 | 102799 | 1 | 99 | 1 | 99 |  | 1 | 9
10 |  |  |  | 28 | [7 empty] | 102800 | 1028 | 1078 | 102801 | 102899 | 1 | 99 | 1 | 99 |  | 1 | 9
10 |  |  |  | 29 | [7 empty] | 102900 | 1029 | 1079 | 102901 | 102999 | 1 | 99 | 1 | 99 |  | 1 | 9
10 |  |  |  | 30 | [7 empty] | 103000 | 1030 | 1080 | 103001 | 103099 | 1 | 99 | 1 | 99 |  | 1 | 9
10 |  |  |  | 31 | [7 empty] | 103100 | 1031 | 1081 | 103101 | 103199 | 1 | 99 | 1 | 99 |  | 1 | 9
10 |  |  |  | 32 | [7 empty] | 103200 | 1032 | 1082 | 103201 | 103299 | 1 | 99 | 1 | 99 |  | 1 | 9
10 |  |  |  | 33 | [7 empty] | 103300 | 1033 | 1083 | 103301 | 103399 | 1 | 99 | 1 | 99 |  | 1 | 9
10 |  |  |  | 34 | [7 empty] | 103400 | 1034 | 1084 | 103401 | 103499 | 1 | 99 | 1 | 99 |  | 1 | 9
10 |  |  |  | 35 | [7 empty] | 103500 | 1035 | 1085 | 103501 | 103599 | 1 | 99 | 1 | 99 |  | 1 | 9
10 |  |  |  | 36 | [7 empty] | 103600 | 1036 | 1086 | 103601 | 103699 | 1 | 99 | 1 | 99 |  | 1 | 9
10 |  |  |  | 37 | [7 empty] | 103700 | 1037 | 1087 | 103701 | 103799 | 1 | 99 | 1 | 99 |  | 1 | 9
10 |  |  |  | 38 | [7 empty] | 103800 | 1038 | 1088 | 103801 | 103899 | 1 | 99 | 1 | 99 |  | 1 | 9
10 |  |  |  | 39 | [7 empty] | 103900 | 1039 | 1089 | 103901 | 103999 | 1 | 99 | 1 | 99 |  | 1 | 9
10 |  |  |  | 40 | [7 empty] | 104000 | 1040 | 1090 | 104001 | 104099 | 1 | 99 | 1 | 99 |  | 1 | 9
10 |  |  |  | 41 | [7 empty] | 104100 | 1041 | 1091 | 104101 | 104199 | 1 | 99 | 1 | 99 |  | 1 | 9
10 |  |  |  | 42 | [7 empty] | 104200 | 1042 | 1092 | 104201 | 104299 | 1 | 99 | 1 | 99 |  | 1 | 9
10 |  |  |  | 43 | [7 empty] | 104300 | 1043 | 1093 | 104301 | 104399 | 1 | 99 | 1 | 99 |  | 1 | 9
10 |  |  |  | 44 | [7 empty] | 104400 | 1044 | 1094 | 104401 | 104499 | 1 | 99 | 1 | 99 |  | 1 | 9
10 |  |  |  | 45 | [7 empty] | 104500 | 1045 | 1095 | 104501 | 104599 | 1 | 99 | 1 | 99 |  | 1 | 9
10 |  |  |  | 46 | [7 empty] | 104600 | 1046 | 1096 | 104601 | 104699 | 1 | 99 | 1 | 99 |  | 1 | 9
10 |  |  |  | 47 | [7 empty] | 104700 | 1047 | 1097 | 104701 | 104799 | 1 | 99 | 1 | 99 |  | 1 | 9
10 |  |  |  | 48 | [7 empty] | 104800 | 1048 | 1098 | 104801 | 104899 | 1 | 99 | 1 | 99 |  | 1 | 9
10 |  |  |  | 49 | [7 empty] | 104900 | 1049 | 1099 | 104901 | 104999 | 1 | 99 | 1 | 99 |  | 1 | 9
10 |  |  |  | 50 | [7 empty] | 105000 | 1050 | 1100 | 105001 | 105099 | 1 | 99 | 1 | 99 |  | 1 | 9
10 |  |  |  | 51 | [7 empty] | 105100 | NO FLN's ON THESE CONTROLLERS
10 |  |  |  | 52 | [7 empty] | 105200
10 |  |  |  | 53 | [7 empty] | 105300
10 |  |  |  | 54 | [7 empty] | 105400
10 |  |  |  | 55 | [7 empty] | 105500
10 |  |  |  | 56 | [7 empty] | 105600
10 |  |  |  | 57 | [7 empty] | 105700
10 |  |  |  | 58 | [7 empty] | 105800
10 |  |  |  | 59 | [7 empty] | 105900
10 |  |  |  | 60 | [7 empty] | 106000
10 |  |  |  | 61 | [7 empty] | 106100
10 |  |  |  | 62 | [7 empty] | 106200
10 |  |  |  | 63 | [7 empty] | 106300
10 |  |  |  | 64 | [7 empty] | 106400
10 |  |  |  | 65 | [7 empty] | 106500
10 |  |  |  | 66 | [7 empty] | 106600
10 |  |  |  | 67 | [7 empty] | 106700
10 |  |  |  | 68 | [7 empty] | 106800
10 |  |  |  | 69 | [7 empty] | 106900
10 |  |  |  | 70 | [7 empty] | 107000
10 |  |  |  | 71 | [7 empty] | 107100
10 |  |  |  | 72 | [7 empty] | 107200
10 |  |  |  | 73 | [7 empty] | 107300
10 |  |  |  | 74 | [7 empty] | 107400
10 |  |  |  | 75 | [7 empty] | 107500
10 |  |  |  | 76 | [7 empty] | 107600
10 |  |  |  | 77 | [7 empty] | 107700
10 |  |  |  | 78 | [7 empty] | 107800
10 |  |  |  | 79 | [7 empty] | 107900
10 |  |  |  | 80 | [7 empty] | 108000
10 |  |  |  | 81 | [7 empty] | 108100
10 |  |  |  | 82 | [7 empty] | 108200
10 |  |  |  | 83 | [7 empty] | 108300
10 |  |  |  | 84 | [7 empty] | 108400
10 |  |  |  | 85 | [7 empty] | 108500
10 |  |  |  | 86 | [7 empty] | 108600
10 |  |  |  | 87 | [7 empty] | 108700
10 |  |  |  | 88 | [7 empty] | 108800
10 |  |  |  | 89 | [7 empty] | 108900
10 |  |  |  | 90 | [7 empty] | 109000
10 |  |  |  | 91 | [7 empty] | 109100
10 |  |  |  | 92 | [7 empty] | 109200
10 |  |  |  | 93 | [7 empty] | 109300
10 |  |  |  | 94 | [7 empty] | 109400
10 |  |  |  | 95 | [7 empty] | 109500
10 |  |  |  | 96 | [7 empty] | 109600
10 |  |  |  | 97 | [7 empty] | 109700
10 |  |  |  | 98 | [7 empty] | 109800
10 |  |  |  | 99 | [7 empty] | 109900

## Bldg 11
BUILDING # | Building Name | ALN NAME | SITE NAME | FIELD PANEL NUMBER | SYSTEM NAME | BAC DEV OBJECT NAME | IP ADDRESS | SUBNET MASK | GATEWAY | BBMD? Y or N | BBMD IP Addresses | FIELD PANEL DEVICE INSTANCE # | MSTP FLN-1 NETWORK # | MSTP FLN-2 / MSTP ALN NETWORK # | FIRST FLN DEVICE INSTANCE # | LAST POSSIBLE FLN DEVICE INSTANCE # | FIRST MSTP FLN-1 MAC ADDR | LAST POSSIBLE MSTP FLN-1 MAC ADDR | FIRST MSTP FLN-2 MAC ADDR | LAST MSTP FLN-2 MAC ADDR | OR | FIRST MSTP ALN MAC ADDR | LAST MSTP ALN MAC ADDR
11 |  |  |  | 1 | [7 empty] | 110100 | 1101 | 1151 | 110101 | 110199 | 1 | 99 | 1 | 99 |  | 1 | 9
11 |  |  |  | 2 | [7 empty] | 110200 | 1102 | 1152 | 110201 | 110299 | 1 | 99 | 1 | 99 |  | 1 | 9
11 |  |  |  | 3 | [7 empty] | 110300 | 1103 | 1153 | 110301 | 110399 | 1 | 99 | 1 | 99 |  | 1 | 9
11 |  |  |  | 4 | [7 empty] | 110400 | 1104 | 1154 | 110401 | 110499 | 1 | 99 | 1 | 99 |  | 1 | 9
11 |  |  |  | 5 | [7 empty] | 110500 | 1105 | 1155 | 110501 | 110599 | 1 | 99 | 1 | 99 |  | 1 | 9
11 |  |  |  | 6 | [7 empty] | 110600 | 1106 | 1156 | 110601 | 110699 | 1 | 99 | 1 | 99 |  | 1 | 9
11 |  |  |  | 7 | [7 empty] | 110700 | 1107 | 1157 | 110701 | 110799 | 1 | 99 | 1 | 99 |  | 1 | 9
11 |  |  |  | 8 | [7 empty] | 110800 | 1108 | 1158 | 110801 | 110899 | 1 | 99 | 1 | 99 |  | 1 | 9
11 |  |  |  | 9 | [7 empty] | 110900 | 1109 | 1159 | 110901 | 110999 | 1 | 99 | 1 | 99 |  | 1 | 9
11 |  |  |  | 10 | [7 empty] | 111000 | 1110 | 1160 | 111001 | 111099 | 1 | 99 | 1 | 99 |  | 1 | 9
11 |  |  |  | 11 | [7 empty] | 111100 | 1111 | 1161 | 111101 | 111199 | 1 | 99 | 1 | 99 |  | 1 | 9
11 |  |  |  | 12 | [7 empty] | 111200 | 1112 | 1162 | 111201 | 111299 | 1 | 99 | 1 | 99 |  | 1 | 9
11 |  |  |  | 13 | [7 empty] | 111300 | 1113 | 1163 | 111301 | 111399 | 1 | 99 | 1 | 99 |  | 1 | 9
11 |  |  |  | 14 | [7 empty] | 111400 | 1114 | 1164 | 111401 | 111499 | 1 | 99 | 1 | 99 |  | 1 | 9
11 |  |  |  | 15 | [7 empty] | 111500 | 1115 | 1165 | 111501 | 111599 | 1 | 99 | 1 | 99 |  | 1 | 9
11 |  |  |  | 16 | [7 empty] | 111600 | 1116 | 1166 | 111601 | 111699 | 1 | 99 | 1 | 99 |  | 1 | 9
11 |  |  |  | 17 | [7 empty] | 111700 | 1117 | 1167 | 111701 | 111799 | 1 | 99 | 1 | 99 |  | 1 | 9
11 |  |  |  | 18 | [7 empty] | 111800 | 1118 | 1168 | 111801 | 111899 | 1 | 99 | 1 | 99 |  | 1 | 9
11 |  |  |  | 19 | [7 empty] | 111900 | 1119 | 1169 | 111901 | 111999 | 1 | 99 | 1 | 99 |  | 1 | 9
11 |  |  |  | 20 | [7 empty] | 112000 | 1120 | 1170 | 112001 | 112099 | 1 | 99 | 1 | 99 |  | 1 | 9
11 |  |  |  | 21 | [7 empty] | 112100 | 1121 | 1171 | 112101 | 112199 | 1 | 99 | 1 | 99 |  | 1 | 9
11 |  |  |  | 22 | [7 empty] | 112200 | 1122 | 1172 | 112201 | 112299 | 1 | 99 | 1 | 99 |  | 1 | 9
11 |  |  |  | 23 | [7 empty] | 112300 | 1123 | 1173 | 112301 | 112399 | 1 | 99 | 1 | 99 |  | 1 | 9
11 |  |  |  | 24 | [7 empty] | 112400 | 1124 | 1174 | 112401 | 112499 | 1 | 99 | 1 | 99 |  | 1 | 9
11 |  |  |  | 25 | [7 empty] | 112500 | 1125 | 1175 | 112501 | 112599 | 1 | 99 | 1 | 99 |  | 1 | 9
11 |  |  |  | 26 | [7 empty] | 112600 | 1126 | 1176 | 112601 | 112699 | 1 | 99 | 1 | 99 |  | 1 | 9
11 |  |  |  | 27 | [7 empty] | 112700 | 1127 | 1177 | 112701 | 112799 | 1 | 99 | 1 | 99 |  | 1 | 9
11 |  |  |  | 28 | [7 empty] | 112800 | 1128 | 1178 | 112801 | 112899 | 1 | 99 | 1 | 99 |  | 1 | 9
11 |  |  |  | 29 | [7 empty] | 112900 | 1129 | 1179 | 112901 | 112999 | 1 | 99 | 1 | 99 |  | 1 | 9
11 |  |  |  | 30 | [7 empty] | 113000 | 1130 | 1180 | 113001 | 113099 | 1 | 99 | 1 | 99 |  | 1 | 9
11 |  |  |  | 31 | [7 empty] | 113100 | 1131 | 1181 | 113101 | 113199 | 1 | 99 | 1 | 99 |  | 1 | 9
11 |  |  |  | 32 | [7 empty] | 113200 | 1132 | 1182 | 113201 | 113299 | 1 | 99 | 1 | 99 |  | 1 | 9
11 |  |  |  | 33 | [7 empty] | 113300 | 1133 | 1183 | 113301 | 113399 | 1 | 99 | 1 | 99 |  | 1 | 9
11 |  |  |  | 34 | [7 empty] | 113400 | 1134 | 1184 | 113401 | 113499 | 1 | 99 | 1 | 99 |  | 1 | 9
11 |  |  |  | 35 | [7 empty] | 113500 | 1135 | 1185 | 113501 | 113599 | 1 | 99 | 1 | 99 |  | 1 | 9
11 |  |  |  | 36 | [7 empty] | 113600 | 1136 | 1186 | 113601 | 113699 | 1 | 99 | 1 | 99 |  | 1 | 9
11 |  |  |  | 37 | [7 empty] | 113700 | 1137 | 1187 | 113701 | 113799 | 1 | 99 | 1 | 99 |  | 1 | 9
11 |  |  |  | 38 | [7 empty] | 113800 | 1138 | 1188 | 113801 | 113899 | 1 | 99 | 1 | 99 |  | 1 | 9
11 |  |  |  | 39 | [7 empty] | 113900 | 1139 | 1189 | 113901 | 113999 | 1 | 99 | 1 | 99 |  | 1 | 9
11 |  |  |  | 40 | [7 empty] | 114000 | 1140 | 1190 | 114001 | 114099 | 1 | 99 | 1 | 99 |  | 1 | 9
11 |  |  |  | 41 | [7 empty] | 114100 | 1141 | 1191 | 114101 | 114199 | 1 | 99 | 1 | 99 |  | 1 | 9
11 |  |  |  | 42 | [7 empty] | 114200 | 1142 | 1192 | 114201 | 114299 | 1 | 99 | 1 | 99 |  | 1 | 9
11 |  |  |  | 43 | [7 empty] | 114300 | 1143 | 1193 | 114301 | 114399 | 1 | 99 | 1 | 99 |  | 1 | 9
11 |  |  |  | 44 | [7 empty] | 114400 | 1144 | 1194 | 114401 | 114499 | 1 | 99 | 1 | 99 |  | 1 | 9
11 |  |  |  | 45 | [7 empty] | 114500 | 1145 | 1195 | 114501 | 114599 | 1 | 99 | 1 | 99 |  | 1 | 9
11 |  |  |  | 46 | [7 empty] | 114600 | 1146 | 1196 | 114601 | 114699 | 1 | 99 | 1 | 99 |  | 1 | 9
11 |  |  |  | 47 | [7 empty] | 114700 | 1147 | 1197 | 114701 | 114799 | 1 | 99 | 1 | 99 |  | 1 | 9
11 |  |  |  | 48 | [7 empty] | 114800 | 1148 | 1198 | 114801 | 114899 | 1 | 99 | 1 | 99 |  | 1 | 9
11 |  |  |  | 49 | [7 empty] | 114900 | 1149 | 1199 | 114901 | 114999 | 1 | 99 | 1 | 99 |  | 1 | 9
11 |  |  |  | 50 | [7 empty] | 115000 | 1150 | 1200 | 115001 | 115099 | 1 | 99 | 1 | 99 |  | 1 | 9
11 |  |  |  | 51 | [7 empty] | 115100 | NO FLN's ON THESE CONTROLLERS
11 |  |  |  | 52 | [7 empty] | 115200
11 |  |  |  | 53 | [7 empty] | 115300
11 |  |  |  | 54 | [7 empty] | 115400
11 |  |  |  | 55 | [7 empty] | 115500
11 |  |  |  | 56 | [7 empty] | 115600
11 |  |  |  | 57 | [7 empty] | 115700
11 |  |  |  | 58 | [7 empty] | 115800
11 |  |  |  | 59 | [7 empty] | 115900
11 |  |  |  | 60 | [7 empty] | 116000
11 |  |  |  | 61 | [7 empty] | 116100
11 |  |  |  | 62 | [7 empty] | 116200
11 |  |  |  | 63 | [7 empty] | 116300
11 |  |  |  | 64 | [7 empty] | 116400
11 |  |  |  | 65 | [7 empty] | 116500
11 |  |  |  | 66 | [7 empty] | 116600
11 |  |  |  | 67 | [7 empty] | 116700
11 |  |  |  | 68 | [7 empty] | 116800
11 |  |  |  | 69 | [7 empty] | 116900
11 |  |  |  | 70 | [7 empty] | 117000
11 |  |  |  | 71 | [7 empty] | 117100
11 |  |  |  | 72 | [7 empty] | 117200
11 |  |  |  | 73 | [7 empty] | 117300
11 |  |  |  | 74 | [7 empty] | 117400
11 |  |  |  | 75 | [7 empty] | 117500
11 |  |  |  | 76 | [7 empty] | 117600
11 |  |  |  | 77 | [7 empty] | 117700
11 |  |  |  | 78 | [7 empty] | 117800
11 |  |  |  | 79 | [7 empty] | 117900
11 |  |  |  | 80 | [7 empty] | 118000
11 |  |  |  | 81 | [7 empty] | 118100
11 |  |  |  | 82 | [7 empty] | 118200
11 |  |  |  | 83 | [7 empty] | 118300
11 |  |  |  | 84 | [7 empty] | 118400
11 |  |  |  | 85 | [7 empty] | 118500
11 |  |  |  | 86 | [7 empty] | 118600
11 |  |  |  | 87 | [7 empty] | 118700
11 |  |  |  | 88 | [7 empty] | 118800
11 |  |  |  | 89 | [7 empty] | 118900
11 |  |  |  | 90 | [7 empty] | 119000
11 |  |  |  | 91 | [7 empty] | 119100
11 |  |  |  | 92 | [7 empty] | 119200
11 |  |  |  | 93 | [7 empty] | 119300
11 |  |  |  | 94 | [7 empty] | 119400
11 |  |  |  | 95 | [7 empty] | 119500
11 |  |  |  | 96 | [7 empty] | 119600
11 |  |  |  | 97 | [7 empty] | 119700
11 |  |  |  | 98 | [7 empty] | 119800
11 |  |  |  | 99 | [7 empty] | 119900

## Bldg 12
BUILDING # | Building Name | ALN NAME | SITE NAME | FIELD PANEL NUMBER | SYSTEM NAME | BAC DEV OBJECT NAME | IP ADDRESS | SUBNET MASK | GATEWAY | BBMD? Y or N | BBMD IP Addresses | FIELD PANEL DEVICE INSTANCE # | MSTP FLN-1 NETWORK # | MSTP FLN-2 / MSTP ALN NETWORK # | FIRST FLN DEVICE INSTANCE # | LAST POSSIBLE FLN DEVICE INSTANCE # | FIRST MSTP FLN-1 MAC ADDR | LAST POSSIBLE MSTP FLN-1 MAC ADDR | FIRST MSTP FLN-2 MAC ADDR | LAST MSTP FLN-2 MAC ADDR | OR | FIRST MSTP ALN MAC ADDR | LAST MSTP ALN MAC ADDR
12 |  |  |  | 1 | [7 empty] | 120100 | 1201 | 1251 | 120101 | 120199 | 1 | 99 | 1 | 99 |  | 1 | 9
12 |  |  |  | 2 | [7 empty] | 120200 | 1202 | 1252 | 120201 | 120299 | 1 | 99 | 1 | 99 |  | 1 | 9
12 |  |  |  | 3 | [7 empty] | 120300 | 1203 | 1253 | 120301 | 120399 | 1 | 99 | 1 | 99 |  | 1 | 9
12 |  |  |  | 4 | [7 empty] | 120400 | 1204 | 1254 | 120401 | 120499 | 1 | 99 | 1 | 99 |  | 1 | 9
12 |  |  |  | 5 | [7 empty] | 120500 | 1205 | 1255 | 120501 | 120599 | 1 | 99 | 1 | 99 |  | 1 | 9
12 |  |  |  | 6 | [7 empty] | 120600 | 1206 | 1256 | 120601 | 120699 | 1 | 99 | 1 | 99 |  | 1 | 9
12 |  |  |  | 7 | [7 empty] | 120700 | 1207 | 1257 | 120701 | 120799 | 1 | 99 | 1 | 99 |  | 1 | 9
12 |  |  |  | 8 | [7 empty] | 120800 | 1208 | 1258 | 120801 | 120899 | 1 | 99 | 1 | 99 |  | 1 | 9
12 |  |  |  | 9 | [7 empty] | 120900 | 1209 | 1259 | 120901 | 120999 | 1 | 99 | 1 | 99 |  | 1 | 9
12 |  |  |  | 10 | [7 empty] | 121000 | 1210 | 1260 | 121001 | 121099 | 1 | 99 | 1 | 99 |  | 1 | 9
12 |  |  |  | 11 | [7 empty] | 121100 | 1211 | 1261 | 121101 | 121199 | 1 | 99 | 1 | 99 |  | 1 | 9
12 |  |  |  | 12 | [7 empty] | 121200 | 1212 | 1262 | 121201 | 121299 | 1 | 99 | 1 | 99 |  | 1 | 9
12 |  |  |  | 13 | [7 empty] | 121300 | 1213 | 1263 | 121301 | 121399 | 1 | 99 | 1 | 99 |  | 1 | 9
12 |  |  |  | 14 | [7 empty] | 121400 | 1214 | 1264 | 121401 | 121499 | 1 | 99 | 1 | 99 |  | 1 | 9
12 |  |  |  | 15 | [7 empty] | 121500 | 1215 | 1265 | 121501 | 121599 | 1 | 99 | 1 | 99 |  | 1 | 9
12 |  |  |  | 16 | [7 empty] | 121600 | 1216 | 1266 | 121601 | 121699 | 1 | 99 | 1 | 99 |  | 1 | 9
12 |  |  |  | 17 | [7 empty] | 121700 | 1217 | 1267 | 121701 | 121799 | 1 | 99 | 1 | 99 |  | 1 | 9
12 |  |  |  | 18 | [7 empty] | 121800 | 1218 | 1268 | 121801 | 121899 | 1 | 99 | 1 | 99 |  | 1 | 9
12 |  |  |  | 19 | [7 empty] | 121900 | 1219 | 1269 | 121901 | 121999 | 1 | 99 | 1 | 99 |  | 1 | 9
12 |  |  |  | 20 | [7 empty] | 122000 | 1220 | 1270 | 122001 | 122099 | 1 | 99 | 1 | 99 |  | 1 | 9
12 |  |  |  | 21 | [7 empty] | 122100 | 1221 | 1271 | 122101 | 122199 | 1 | 99 | 1 | 99 |  | 1 | 9
12 |  |  |  | 22 | [7 empty] | 122200 | 1222 | 1272 | 122201 | 122299 | 1 | 99 | 1 | 99 |  | 1 | 9
12 |  |  |  | 23 | [7 empty] | 122300 | 1223 | 1273 | 122301 | 122399 | 1 | 99 | 1 | 99 |  | 1 | 9
12 |  |  |  | 24 | [7 empty] | 122400 | 1224 | 1274 | 122401 | 122499 | 1 | 99 | 1 | 99 |  | 1 | 9
12 |  |  |  | 25 | [7 empty] | 122500 | 1225 | 1275 | 122501 | 122599 | 1 | 99 | 1 | 99 |  | 1 | 9
12 |  |  |  | 26 | [7 empty] | 122600 | 1226 | 1276 | 122601 | 122699 | 1 | 99 | 1 | 99 |  | 1 | 9
12 |  |  |  | 27 | [7 empty] | 122700 | 1227 | 1277 | 122701 | 122799 | 1 | 99 | 1 | 99 |  | 1 | 9
12 |  |  |  | 28 | [7 empty] | 122800 | 1228 | 1278 | 122801 | 122899 | 1 | 99 | 1 | 99 |  | 1 | 9
12 |  |  |  | 29 | [7 empty] | 122900 | 1229 | 1279 | 122901 | 122999 | 1 | 99 | 1 | 99 |  | 1 | 9
12 |  |  |  | 30 | [7 empty] | 123000 | 1230 | 1280 | 123001 | 123099 | 1 | 99 | 1 | 99 |  | 1 | 9
12 |  |  |  | 31 | [7 empty] | 123100 | 1231 | 1281 | 123101 | 123199 | 1 | 99 | 1 | 99 |  | 1 | 9
12 |  |  |  | 32 | [7 empty] | 123200 | 1232 | 1282 | 123201 | 123299 | 1 | 99 | 1 | 99 |  | 1 | 9
12 |  |  |  | 33 | [7 empty] | 123300 | 1233 | 1283 | 123301 | 123399 | 1 | 99 | 1 | 99 |  | 1 | 9
12 |  |  |  | 34 | [7 empty] | 123400 | 1234 | 1284 | 123401 | 123499 | 1 | 99 | 1 | 99 |  | 1 | 9
12 |  |  |  | 35 | [7 empty] | 123500 | 1235 | 1285 | 123501 | 123599 | 1 | 99 | 1 | 99 |  | 1 | 9
12 |  |  |  | 36 | [7 empty] | 123600 | 1236 | 1286 | 123601 | 123699 | 1 | 99 | 1 | 99 |  | 1 | 9
12 |  |  |  | 37 | [7 empty] | 123700 | 1237 | 1287 | 123701 | 123799 | 1 | 99 | 1 | 99 |  | 1 | 9
12 |  |  |  | 38 | [7 empty] | 123800 | 1238 | 1288 | 123801 | 123899 | 1 | 99 | 1 | 99 |  | 1 | 9
12 |  |  |  | 39 | [7 empty] | 123900 | 1239 | 1289 | 123901 | 123999 | 1 | 99 | 1 | 99 |  | 1 | 9
12 |  |  |  | 40 | [7 empty] | 124000 | 1240 | 1290 | 124001 | 124099 | 1 | 99 | 1 | 99 |  | 1 | 9
12 |  |  |  | 41 | [7 empty] | 124100 | 1241 | 1291 | 124101 | 124199 | 1 | 99 | 1 | 99 |  | 1 | 9
12 |  |  |  | 42 | [7 empty] | 124200 | 1242 | 1292 | 124201 | 124299 | 1 | 99 | 1 | 99 |  | 1 | 9
12 |  |  |  | 43 | [7 empty] | 124300 | 1243 | 1293 | 124301 | 124399 | 1 | 99 | 1 | 99 |  | 1 | 9
12 |  |  |  | 44 | [7 empty] | 124400 | 1244 | 1294 | 124401 | 124499 | 1 | 99 | 1 | 99 |  | 1 | 9
12 |  |  |  | 45 | [7 empty] | 124500 | 1245 | 1295 | 124501 | 124599 | 1 | 99 | 1 | 99 |  | 1 | 9
12 |  |  |  | 46 | [7 empty] | 124600 | 1246 | 1296 | 124601 | 124699 | 1 | 99 | 1 | 99 |  | 1 | 9
12 |  |  |  | 47 | [7 empty] | 124700 | 1247 | 1297 | 124701 | 124799 | 1 | 99 | 1 | 99 |  | 1 | 9
12 |  |  |  | 48 | [7 empty] | 124800 | 1248 | 1298 | 124801 | 124899 | 1 | 99 | 1 | 99 |  | 1 | 9
12 |  |  |  | 49 | [7 empty] | 124900 | 1249 | 1299 | 124901 | 124999 | 1 | 99 | 1 | 99 |  | 1 | 9
12 |  |  |  | 50 | [7 empty] | 125000 | 1250 | 1300 | 125001 | 125099 | 1 | 99 | 1 | 99 |  | 1 | 9
12 |  |  |  | 51 | [7 empty] | 125100 | NO FLN's ON THESE CONTROLLERS
12 |  |  |  | 52 | [7 empty] | 125200
12 |  |  |  | 53 | [7 empty] | 125300
12 |  |  |  | 54 | [7 empty] | 125400
12 |  |  |  | 55 | [7 empty] | 125500
12 |  |  |  | 56 | [7 empty] | 125600
12 |  |  |  | 57 | [7 empty] | 125700
12 |  |  |  | 58 | [7 empty] | 125800
12 |  |  |  | 59 | [7 empty] | 125900
12 |  |  |  | 60 | [7 empty] | 126000
12 |  |  |  | 61 | [7 empty] | 126100
12 |  |  |  | 62 | [7 empty] | 126200
12 |  |  |  | 63 | [7 empty] | 126300
12 |  |  |  | 64 | [7 empty] | 126400
12 |  |  |  | 65 | [7 empty] | 126500
12 |  |  |  | 66 | [7 empty] | 126600
12 |  |  |  | 67 | [7 empty] | 126700
12 |  |  |  | 68 | [7 empty] | 126800
12 |  |  |  | 69 | [7 empty] | 126900
12 |  |  |  | 70 | [7 empty] | 127000
12 |  |  |  | 71 | [7 empty] | 127100
12 |  |  |  | 72 | [7 empty] | 127200
12 |  |  |  | 73 | [7 empty] | 127300
12 |  |  |  | 74 | [7 empty] | 127400
12 |  |  |  | 75 | [7 empty] | 127500
12 |  |  |  | 76 | [7 empty] | 127600
12 |  |  |  | 77 | [7 empty] | 127700
12 |  |  |  | 78 | [7 empty] | 127800
12 |  |  |  | 79 | [7 empty] | 127900
12 |  |  |  | 80 | [7 empty] | 128000
12 |  |  |  | 81 | [7 empty] | 128100
12 |  |  |  | 82 | [7 empty] | 128200
12 |  |  |  | 83 | [7 empty] | 128300
12 |  |  |  | 84 | [7 empty] | 128400
12 |  |  |  | 85 | [7 empty] | 128500
12 |  |  |  | 86 | [7 empty] | 128600
12 |  |  |  | 87 | [7 empty] | 128700
12 |  |  |  | 88 | [7 empty] | 128800
12 |  |  |  | 89 | [7 empty] | 128900
12 |  |  |  | 90 | [7 empty] | 129000
12 |  |  |  | 91 | [7 empty] | 129100
12 |  |  |  | 92 | [7 empty] | 129200
12 |  |  |  | 93 | [7 empty] | 129300
12 |  |  |  | 94 | [7 empty] | 129400
12 |  |  |  | 95 | [7 empty] | 129500
12 |  |  |  | 96 | [7 empty] | 129600
12 |  |  |  | 97 | [7 empty] | 129700
12 |  |  |  | 98 | [7 empty] | 129800
12 |  |  |  | 99 | [7 empty] | 129900

## Bldg 13
BUILDING # | Building Name | ALN NAME | SITE NAME | FIELD PANEL NUMBER | SYSTEM NAME | BAC DEV OBJECT NAME | IP ADDRESS | SUBNET MASK | GATEWAY | BBMD? Y or N | BBMD IP Addresses | FIELD PANEL DEVICE INSTANCE # | MSTP FLN-1 NETWORK # | MSTP FLN-2 / MSTP ALN NETWORK # | FIRST FLN DEVICE INSTANCE # | LAST POSSIBLE FLN DEVICE INSTANCE # | FIRST MSTP FLN-1 MAC ADDR | LAST POSSIBLE MSTP FLN-1 MAC ADDR | FIRST MSTP FLN-2 MAC ADDR | LAST MSTP FLN-2 MAC ADDR | OR | FIRST MSTP ALN MAC ADDR | LAST MSTP ALN MAC ADDR
13 |  |  |  | 1 | [7 empty] | 130100 | 1301 | 1351 | 130101 | 130199 | 1 | 99 | 1 | 99 |  | 1 | 9
13 |  |  |  | 2 | [7 empty] | 130200 | 1302 | 1352 | 130201 | 130299 | 1 | 99 | 1 | 99 |  | 1 | 9
13 |  |  |  | 3 | [7 empty] | 130300 | 1303 | 1353 | 130301 | 130399 | 1 | 99 | 1 | 99 |  | 1 | 9
13 |  |  |  | 4 | [7 empty] | 130400 | 1304 | 1354 | 130401 | 130499 | 1 | 99 | 1 | 99 |  | 1 | 9
13 |  |  |  | 5 | [7 empty] | 130500 | 1305 | 1355 | 130501 | 130599 | 1 | 99 | 1 | 99 |  | 1 | 9
13 |  |  |  | 6 | [7 empty] | 130600 | 1306 | 1356 | 130601 | 130699 | 1 | 99 | 1 | 99 |  | 1 | 9
13 |  |  |  | 7 | [7 empty] | 130700 | 1307 | 1357 | 130701 | 130799 | 1 | 99 | 1 | 99 |  | 1 | 9
13 |  |  |  | 8 | [7 empty] | 130800 | 1308 | 1358 | 130801 | 130899 | 1 | 99 | 1 | 99 |  | 1 | 9
13 |  |  |  | 9 | [7 empty] | 130900 | 1309 | 1359 | 130901 | 130999 | 1 | 99 | 1 | 99 |  | 1 | 9
13 |  |  |  | 10 | [7 empty] | 131000 | 1310 | 1360 | 131001 | 131099 | 1 | 99 | 1 | 99 |  | 1 | 9
13 |  |  |  | 11 | [7 empty] | 131100 | 1311 | 1361 | 131101 | 131199 | 1 | 99 | 1 | 99 |  | 1 | 9
13 |  |  |  | 12 | [7 empty] | 131200 | 1312 | 1362 | 131201 | 131299 | 1 | 99 | 1 | 99 |  | 1 | 9
13 |  |  |  | 13 | [7 empty] | 131300 | 1313 | 1363 | 131301 | 131399 | 1 | 99 | 1 | 99 |  | 1 | 9
13 |  |  |  | 14 | [7 empty] | 131400 | 1314 | 1364 | 131401 | 131499 | 1 | 99 | 1 | 99 |  | 1 | 9
13 |  |  |  | 15 | [7 empty] | 131500 | 1315 | 1365 | 131501 | 131599 | 1 | 99 | 1 | 99 |  | 1 | 9
13 |  |  |  | 16 | [7 empty] | 131600 | 1316 | 1366 | 131601 | 131699 | 1 | 99 | 1 | 99 |  | 1 | 9
13 |  |  |  | 17 | [7 empty] | 131700 | 1317 | 1367 | 131701 | 131799 | 1 | 99 | 1 | 99 |  | 1 | 9
13 |  |  |  | 18 | [7 empty] | 131800 | 1318 | 1368 | 131801 | 131899 | 1 | 99 | 1 | 99 |  | 1 | 9
13 |  |  |  | 19 | [7 empty] | 131900 | 1319 | 1369 | 131901 | 131999 | 1 | 99 | 1 | 99 |  | 1 | 9
13 |  |  |  | 20 | [7 empty] | 132000 | 1320 | 1370 | 132001 | 132099 | 1 | 99 | 1 | 99 |  | 1 | 9
13 |  |  |  | 21 | [7 empty] | 132100 | 1321 | 1371 | 132101 | 132199 | 1 | 99 | 1 | 99 |  | 1 | 9
13 |  |  |  | 22 | [7 empty] | 132200 | 1322 | 1372 | 132201 | 132299 | 1 | 99 | 1 | 99 |  | 1 | 9
13 |  |  |  | 23 | [7 empty] | 132300 | 1323 | 1373 | 132301 | 132399 | 1 | 99 | 1 | 99 |  | 1 | 9
13 |  |  |  | 24 | [7 empty] | 132400 | 1324 | 1374 | 132401 | 132499 | 1 | 99 | 1 | 99 |  | 1 | 9
13 |  |  |  | 25 | [7 empty] | 132500 | 1325 | 1375 | 132501 | 132599 | 1 | 99 | 1 | 99 |  | 1 | 9
13 |  |  |  | 26 | [7 empty] | 132600 | 1326 | 1376 | 132601 | 132699 | 1 | 99 | 1 | 99 |  | 1 | 9
13 |  |  |  | 27 | [7 empty] | 132700 | 1327 | 1377 | 132701 | 132799 | 1 | 99 | 1 | 99 |  | 1 | 9
13 |  |  |  | 28 | [7 empty] | 132800 | 1328 | 1378 | 132801 | 132899 | 1 | 99 | 1 | 99 |  | 1 | 9
13 |  |  |  | 29 | [7 empty] | 132900 | 1329 | 1379 | 132901 | 132999 | 1 | 99 | 1 | 99 |  | 1 | 9
13 |  |  |  | 30 | [7 empty] | 133000 | 1330 | 1380 | 133001 | 133099 | 1 | 99 | 1 | 99 |  | 1 | 9
13 |  |  |  | 31 | [7 empty] | 133100 | 1331 | 1381 | 133101 | 133199 | 1 | 99 | 1 | 99 |  | 1 | 9
13 |  |  |  | 32 | [7 empty] | 133200 | 1332 | 1382 | 133201 | 133299 | 1 | 99 | 1 | 99 |  | 1 | 9
13 |  |  |  | 33 | [7 empty] | 133300 | 1333 | 1383 | 133301 | 133399 | 1 | 99 | 1 | 99 |  | 1 | 9
13 |  |  |  | 34 | [7 empty] | 133400 | 1334 | 1384 | 133401 | 133499 | 1 | 99 | 1 | 99 |  | 1 | 9
13 |  |  |  | 35 | [7 empty] | 133500 | 1335 | 1385 | 133501 | 133599 | 1 | 99 | 1 | 99 |  | 1 | 9
13 |  |  |  | 36 | [7 empty] | 133600 | 1336 | 1386 | 133601 | 133699 | 1 | 99 | 1 | 99 |  | 1 | 9
13 |  |  |  | 37 | [7 empty] | 133700 | 1337 | 1387 | 133701 | 133799 | 1 | 99 | 1 | 99 |  | 1 | 9
13 |  |  |  | 38 | [7 empty] | 133800 | 1338 | 1388 | 133801 | 133899 | 1 | 99 | 1 | 99 |  | 1 | 9
13 |  |  |  | 39 | [7 empty] | 133900 | 1339 | 1389 | 133901 | 133999 | 1 | 99 | 1 | 99 |  | 1 | 9
13 |  |  |  | 40 | [7 empty] | 134000 | 1340 | 1390 | 134001 | 134099 | 1 | 99 | 1 | 99 |  | 1 | 9
13 |  |  |  | 41 | [7 empty] | 134100 | 1341 | 1391 | 134101 | 134199 | 1 | 99 | 1 | 99 |  | 1 | 9
13 |  |  |  | 42 | [7 empty] | 134200 | 1342 | 1392 | 134201 | 134299 | 1 | 99 | 1 | 99 |  | 1 | 9
13 |  |  |  | 43 | [7 empty] | 134300 | 1343 | 1393 | 134301 | 134399 | 1 | 99 | 1 | 99 |  | 1 | 9
13 |  |  |  | 44 | [7 empty] | 134400 | 1344 | 1394 | 134401 | 134499 | 1 | 99 | 1 | 99 |  | 1 | 9
13 |  |  |  | 45 | [7 empty] | 134500 | 1345 | 1395 | 134501 | 134599 | 1 | 99 | 1 | 99 |  | 1 | 9
13 |  |  |  | 46 | [7 empty] | 134600 | 1346 | 1396 | 134601 | 134699 | 1 | 99 | 1 | 99 |  | 1 | 9
13 |  |  |  | 47 | [7 empty] | 134700 | 1347 | 1397 | 134701 | 134799 | 1 | 99 | 1 | 99 |  | 1 | 9
13 |  |  |  | 48 | [7 empty] | 134800 | 1348 | 1398 | 134801 | 134899 | 1 | 99 | 1 | 99 |  | 1 | 9
13 |  |  |  | 49 | [7 empty] | 134900 | 1349 | 1399 | 134901 | 134999 | 1 | 99 | 1 | 99 |  | 1 | 9
13 |  |  |  | 50 | [7 empty] | 135000 | 1350 | 1400 | 135001 | 135099 | 1 | 99 | 1 | 99 |  | 1 | 9
13 |  |  |  | 51 | [7 empty] | 135100 | NO FLN's ON THESE CONTROLLERS
13 |  |  |  | 52 | [7 empty] | 135200
13 |  |  |  | 53 | [7 empty] | 135300
13 |  |  |  | 54 | [7 empty] | 135400
13 |  |  |  | 55 | [7 empty] | 135500
13 |  |  |  | 56 | [7 empty] | 135600
13 |  |  |  | 57 | [7 empty] | 135700
13 |  |  |  | 58 | [7 empty] | 135800
13 |  |  |  | 59 | [7 empty] | 135900
13 |  |  |  | 60 | [7 empty] | 136000
13 |  |  |  | 61 | [7 empty] | 136100
13 |  |  |  | 62 | [7 empty] | 136200
13 |  |  |  | 63 | [7 empty] | 136300
13 |  |  |  | 64 | [7 empty] | 136400
13 |  |  |  | 65 | [7 empty] | 136500
13 |  |  |  | 66 | [7 empty] | 136600
13 |  |  |  | 67 | [7 empty] | 136700
13 |  |  |  | 68 | [7 empty] | 136800
13 |  |  |  | 69 | [7 empty] | 136900
13 |  |  |  | 70 | [7 empty] | 137000
13 |  |  |  | 71 | [7 empty] | 137100
13 |  |  |  | 72 | [7 empty] | 137200
13 |  |  |  | 73 | [7 empty] | 137300
13 |  |  |  | 74 | [7 empty] | 137400
13 |  |  |  | 75 | [7 empty] | 137500
13 |  |  |  | 76 | [7 empty] | 137600
13 |  |  |  | 77 | [7 empty] | 137700
13 |  |  |  | 78 | [7 empty] | 137800
13 |  |  |  | 79 | [7 empty] | 137900
13 |  |  |  | 80 | [7 empty] | 138000
13 |  |  |  | 81 | [7 empty] | 138100
13 |  |  |  | 82 | [7 empty] | 138200
13 |  |  |  | 83 | [7 empty] | 138300
13 |  |  |  | 84 | [7 empty] | 138400
13 |  |  |  | 85 | [7 empty] | 138500
13 |  |  |  | 86 | [7 empty] | 138600
13 |  |  |  | 87 | [7 empty] | 138700
13 |  |  |  | 88 | [7 empty] | 138800
13 |  |  |  | 89 | [7 empty] | 138900
13 |  |  |  | 90 | [7 empty] | 139000
13 |  |  |  | 91 | [7 empty] | 139100
13 |  |  |  | 92 | [7 empty] | 139200
13 |  |  |  | 93 | [7 empty] | 139300
13 |  |  |  | 94 | [7 empty] | 139400
13 |  |  |  | 95 | [7 empty] | 139500
13 |  |  |  | 96 | [7 empty] | 139600
13 |  |  |  | 97 | [7 empty] | 139700
13 |  |  |  | 98 | [7 empty] | 139800
13 |  |  |  | 99 | [7 empty] | 139900

## Bldg 14
BUILDING # | Building Name | ALN NAME | SITE NAME | FIELD PANEL NUMBER | SYSTEM NAME | BAC DEV OBJECT NAME | IP ADDRESS | SUBNET MASK | GATEWAY | BBMD? Y or N | BBMD IP Addresses | FIELD PANEL DEVICE INSTANCE # | MSTP FLN-1 NETWORK # | MSTP FLN-2 / MSTP ALN NETWORK # | FIRST FLN DEVICE INSTANCE # | LAST POSSIBLE FLN DEVICE INSTANCE # | FIRST MSTP FLN-1 MAC ADDR | LAST POSSIBLE MSTP FLN-1 MAC ADDR | FIRST MSTP FLN-2 MAC ADDR | LAST MSTP FLN-2 MAC ADDR | OR | FIRST MSTP ALN MAC ADDR | LAST MSTP ALN MAC ADDR
14 |  |  |  | 1 | [7 empty] | 140100 | 1401 | 1451 | 140101 | 140199 | 1 | 99 | 1 | 99 |  | 1 | 9
14 |  |  |  | 2 | [7 empty] | 140200 | 1402 | 1452 | 140201 | 140299 | 1 | 99 | 1 | 99 |  | 1 | 9
14 |  |  |  | 3 | [7 empty] | 140300 | 1403 | 1453 | 140301 | 140399 | 1 | 99 | 1 | 99 |  | 1 | 9
14 |  |  |  | 4 | [7 empty] | 140400 | 1404 | 1454 | 140401 | 140499 | 1 | 99 | 1 | 99 |  | 1 | 9
14 |  |  |  | 5 | [7 empty] | 140500 | 1405 | 1455 | 140501 | 140599 | 1 | 99 | 1 | 99 |  | 1 | 9
14 |  |  |  | 6 | [7 empty] | 140600 | 1406 | 1456 | 140601 | 140699 | 1 | 99 | 1 | 99 |  | 1 | 9
14 |  |  |  | 7 | [7 empty] | 140700 | 1407 | 1457 | 140701 | 140799 | 1 | 99 | 1 | 99 |  | 1 | 9
14 |  |  |  | 8 | [7 empty] | 140800 | 1408 | 1458 | 140801 | 140899 | 1 | 99 | 1 | 99 |  | 1 | 9
14 |  |  |  | 9 | [7 empty] | 140900 | 1409 | 1459 | 140901 | 140999 | 1 | 99 | 1 | 99 |  | 1 | 9
14 |  |  |  | 10 | [7 empty] | 141000 | 1410 | 1460 | 141001 | 141099 | 1 | 99 | 1 | 99 |  | 1 | 9
14 |  |  |  | 11 | [7 empty] | 141100 | 1411 | 1461 | 141101 | 141199 | 1 | 99 | 1 | 99 |  | 1 | 9
14 |  |  |  | 12 | [7 empty] | 141200 | 1412 | 1462 | 141201 | 141299 | 1 | 99 | 1 | 99 |  | 1 | 9
14 |  |  |  | 13 | [7 empty] | 141300 | 1413 | 1463 | 141301 | 141399 | 1 | 99 | 1 | 99 |  | 1 | 9
14 |  |  |  | 14 | [7 empty] | 141400 | 1414 | 1464 | 141401 | 141499 | 1 | 99 | 1 | 99 |  | 1 | 9
14 |  |  |  | 15 | [7 empty] | 141500 | 1415 | 1465 | 141501 | 141599 | 1 | 99 | 1 | 99 |  | 1 | 9
14 |  |  |  | 16 | [7 empty] | 141600 | 1416 | 1466 | 141601 | 141699 | 1 | 99 | 1 | 99 |  | 1 | 9
14 |  |  |  | 17 | [7 empty] | 141700 | 1417 | 1467 | 141701 | 141799 | 1 | 99 | 1 | 99 |  | 1 | 9
14 |  |  |  | 18 | [7 empty] | 141800 | 1418 | 1468 | 141801 | 141899 | 1 | 99 | 1 | 99 |  | 1 | 9
14 |  |  |  | 19 | [7 empty] | 141900 | 1419 | 1469 | 141901 | 141999 | 1 | 99 | 1 | 99 |  | 1 | 9
14 |  |  |  | 20 | [7 empty] | 142000 | 1420 | 1470 | 142001 | 142099 | 1 | 99 | 1 | 99 |  | 1 | 9
14 |  |  |  | 21 | [7 empty] | 142100 | 1421 | 1471 | 142101 | 142199 | 1 | 99 | 1 | 99 |  | 1 | 9
14 |  |  |  | 22 | [7 empty] | 142200 | 1422 | 1472 | 142201 | 142299 | 1 | 99 | 1 | 99 |  | 1 | 9
14 |  |  |  | 23 | [7 empty] | 142300 | 1423 | 1473 | 142301 | 142399 | 1 | 99 | 1 | 99 |  | 1 | 9
14 |  |  |  | 24 | [7 empty] | 142400 | 1424 | 1474 | 142401 | 142499 | 1 | 99 | 1 | 99 |  | 1 | 9
14 |  |  |  | 25 | [7 empty] | 142500 | 1425 | 1475 | 142501 | 142599 | 1 | 99 | 1 | 99 |  | 1 | 9
14 |  |  |  | 26 | [7 empty] | 142600 | 1426 | 1476 | 142601 | 142699 | 1 | 99 | 1 | 99 |  | 1 | 9
14 |  |  |  | 27 | [7 empty] | 142700 | 1427 | 1477 | 142701 | 142799 | 1 | 99 | 1 | 99 |  | 1 | 9
14 |  |  |  | 28 | [7 empty] | 142800 | 1428 | 1478 | 142801 | 142899 | 1 | 99 | 1 | 99 |  | 1 | 9
14 |  |  |  | 29 | [7 empty] | 142900 | 1429 | 1479 | 142901 | 142999 | 1 | 99 | 1 | 99 |  | 1 | 9
14 |  |  |  | 30 | [7 empty] | 143000 | 1430 | 1480 | 143001 | 143099 | 1 | 99 | 1 | 99 |  | 1 | 9
14 |  |  |  | 31 | [7 empty] | 143100 | 1431 | 1481 | 143101 | 143199 | 1 | 99 | 1 | 99 |  | 1 | 9
14 |  |  |  | 32 | [7 empty] | 143200 | 1432 | 1482 | 143201 | 143299 | 1 | 99 | 1 | 99 |  | 1 | 9
14 |  |  |  | 33 | [7 empty] | 143300 | 1433 | 1483 | 143301 | 143399 | 1 | 99 | 1 | 99 |  | 1 | 9
14 |  |  |  | 34 | [7 empty] | 143400 | 1434 | 1484 | 143401 | 143499 | 1 | 99 | 1 | 99 |  | 1 | 9
14 |  |  |  | 35 | [7 empty] | 143500 | 1435 | 1485 | 143501 | 143599 | 1 | 99 | 1 | 99 |  | 1 | 9
14 |  |  |  | 36 | [7 empty] | 143600 | 1436 | 1486 | 143601 | 143699 | 1 | 99 | 1 | 99 |  | 1 | 9
14 |  |  |  | 37 | [7 empty] | 143700 | 1437 | 1487 | 143701 | 143799 | 1 | 99 | 1 | 99 |  | 1 | 9
14 |  |  |  | 38 | [7 empty] | 143800 | 1438 | 1488 | 143801 | 143899 | 1 | 99 | 1 | 99 |  | 1 | 9
14 |  |  |  | 39 | [7 empty] | 143900 | 1439 | 1489 | 143901 | 143999 | 1 | 99 | 1 | 99 |  | 1 | 9
14 |  |  |  | 40 | [7 empty] | 144000 | 1440 | 1490 | 144001 | 144099 | 1 | 99 | 1 | 99 |  | 1 | 9
14 |  |  |  | 41 | [7 empty] | 144100 | 1441 | 1491 | 144101 | 144199 | 1 | 99 | 1 | 99 |  | 1 | 9
14 |  |  |  | 42 | [7 empty] | 144200 | 1442 | 1492 | 144201 | 144299 | 1 | 99 | 1 | 99 |  | 1 | 9
14 |  |  |  | 43 | [7 empty] | 144300 | 1443 | 1493 | 144301 | 144399 | 1 | 99 | 1 | 99 |  | 1 | 9
14 |  |  |  | 44 | [7 empty] | 144400 | 1444 | 1494 | 144401 | 144499 | 1 | 99 | 1 | 99 |  | 1 | 9
14 |  |  |  | 45 | [7 empty] | 144500 | 1445 | 1495 | 144501 | 144599 | 1 | 99 | 1 | 99 |  | 1 | 9
14 |  |  |  | 46 | [7 empty] | 144600 | 1446 | 1496 | 144601 | 144699 | 1 | 99 | 1 | 99 |  | 1 | 9
14 |  |  |  | 47 | [7 empty] | 144700 | 1447 | 1497 | 144701 | 144799 | 1 | 99 | 1 | 99 |  | 1 | 9
14 |  |  |  | 48 | [7 empty] | 144800 | 1448 | 1498 | 144801 | 144899 | 1 | 99 | 1 | 99 |  | 1 | 9
14 |  |  |  | 49 | [7 empty] | 144900 | 1449 | 1499 | 144901 | 144999 | 1 | 99 | 1 | 99 |  | 1 | 9
14 |  |  |  | 50 | [7 empty] | 145000 | 1450 | 1500 | 145001 | 145099 | 1 | 99 | 1 | 99 |  | 1 | 9
14 |  |  |  | 51 | [7 empty] | 145100 | NO FLN's ON THESE CONTROLLERS
14 |  |  |  | 52 | [7 empty] | 145200
14 |  |  |  | 53 | [7 empty] | 145300
14 |  |  |  | 54 | [7 empty] | 145400
14 |  |  |  | 55 | [7 empty] | 145500
14 |  |  |  | 56 | [7 empty] | 145600
14 |  |  |  | 57 | [7 empty] | 145700
14 |  |  |  | 58 | [7 empty] | 145800
14 |  |  |  | 59 | [7 empty] | 145900
14 |  |  |  | 60 | [7 empty] | 146000
14 |  |  |  | 61 | [7 empty] | 146100
14 |  |  |  | 62 | [7 empty] | 146200
14 |  |  |  | 63 | [7 empty] | 146300
14 |  |  |  | 64 | [7 empty] | 146400
14 |  |  |  | 65 | [7 empty] | 146500
14 |  |  |  | 66 | [7 empty] | 146600
14 |  |  |  | 67 | [7 empty] | 146700
14 |  |  |  | 68 | [7 empty] | 146800
14 |  |  |  | 69 | [7 empty] | 146900
14 |  |  |  | 70 | [7 empty] | 147000
14 |  |  |  | 71 | [7 empty] | 147100
14 |  |  |  | 72 | [7 empty] | 147200
14 |  |  |  | 73 | [7 empty] | 147300
14 |  |  |  | 74 | [7 empty] | 147400
14 |  |  |  | 75 | [7 empty] | 147500
14 |  |  |  | 76 | [7 empty] | 147600
14 |  |  |  | 77 | [7 empty] | 147700
14 |  |  |  | 78 | [7 empty] | 147800
14 |  |  |  | 79 | [7 empty] | 147900
14 |  |  |  | 80 | [7 empty] | 148000
14 |  |  |  | 81 | [7 empty] | 148100
14 |  |  |  | 82 | [7 empty] | 148200
14 |  |  |  | 83 | [7 empty] | 148300
14 |  |  |  | 84 | [7 empty] | 148400
14 |  |  |  | 85 | [7 empty] | 148500
14 |  |  |  | 86 | [7 empty] | 148600
14 |  |  |  | 87 | [7 empty] | 148700
14 |  |  |  | 88 | [7 empty] | 148800
14 |  |  |  | 89 | [7 empty] | 148900
14 |  |  |  | 90 | [7 empty] | 149000
14 |  |  |  | 91 | [7 empty] | 149100
14 |  |  |  | 92 | [7 empty] | 149200
14 |  |  |  | 93 | [7 empty] | 149300
14 |  |  |  | 94 | [7 empty] | 149400
14 |  |  |  | 95 | [7 empty] | 149500
14 |  |  |  | 96 | [7 empty] | 149600
14 |  |  |  | 97 | [7 empty] | 149700
14 |  |  |  | 98 | [7 empty] | 149800
14 |  |  |  | 99 | [7 empty] | 149900

## Bldg 15
BUILDING # | Building Name | ALN NAME | SITE NAME | FIELD PANEL NUMBER | SYSTEM NAME | BAC DEV OBJECT NAME | IP ADDRESS | SUBNET MASK | GATEWAY | BBMD? Y or N | BBMD IP Addresses | FIELD PANEL DEVICE INSTANCE # | MSTP FLN-1 NETWORK # | MSTP FLN-2 / MSTP ALN NETWORK # | FIRST FLN DEVICE INSTANCE # | LAST POSSIBLE FLN DEVICE INSTANCE # | FIRST MSTP FLN-1 MAC ADDR | LAST POSSIBLE MSTP FLN-1 MAC ADDR | FIRST MSTP FLN-2 MAC ADDR | LAST MSTP FLN-2 MAC ADDR | OR | FIRST MSTP ALN MAC ADDR | LAST MSTP ALN MAC ADDR
15 |  |  |  | 1 | [7 empty] | 150100 | 1501 | 1551 | 150101 | 150199 | 1 | 99 | 1 | 99 |  | 1 | 9
15 |  |  |  | 2 | [7 empty] | 150200 | 1502 | 1552 | 150201 | 150299 | 1 | 99 | 1 | 99 |  | 1 | 9
15 |  |  |  | 3 | [7 empty] | 150300 | 1503 | 1553 | 150301 | 150399 | 1 | 99 | 1 | 99 |  | 1 | 9
15 |  |  |  | 4 | [7 empty] | 150400 | 1504 | 1554 | 150401 | 150499 | 1 | 99 | 1 | 99 |  | 1 | 9
15 |  |  |  | 5 | [7 empty] | 150500 | 1505 | 1555 | 150501 | 150599 | 1 | 99 | 1 | 99 |  | 1 | 9
15 |  |  |  | 6 | [7 empty] | 150600 | 1506 | 1556 | 150601 | 150699 | 1 | 99 | 1 | 99 |  | 1 | 9
15 |  |  |  | 7 | [7 empty] | 150700 | 1507 | 1557 | 150701 | 150799 | 1 | 99 | 1 | 99 |  | 1 | 9
15 |  |  |  | 8 | [7 empty] | 150800 | 1508 | 1558 | 150801 | 150899 | 1 | 99 | 1 | 99 |  | 1 | 9
15 |  |  |  | 9 | [7 empty] | 150900 | 1509 | 1559 | 150901 | 150999 | 1 | 99 | 1 | 99 |  | 1 | 9
15 |  |  |  | 10 | [7 empty] | 151000 | 1510 | 1560 | 151001 | 151099 | 1 | 99 | 1 | 99 |  | 1 | 9
15 |  |  |  | 11 | [7 empty] | 151100 | 1511 | 1561 | 151101 | 151199 | 1 | 99 | 1 | 99 |  | 1 | 9
15 |  |  |  | 12 | [7 empty] | 151200 | 1512 | 1562 | 151201 | 151299 | 1 | 99 | 1 | 99 |  | 1 | 9
15 |  |  |  | 13 | [7 empty] | 151300 | 1513 | 1563 | 151301 | 151399 | 1 | 99 | 1 | 99 |  | 1 | 9
15 |  |  |  | 14 | [7 empty] | 151400 | 1514 | 1564 | 151401 | 151499 | 1 | 99 | 1 | 99 |  | 1 | 9
15 |  |  |  | 15 | [7 empty] | 151500 | 1515 | 1565 | 151501 | 151599 | 1 | 99 | 1 | 99 |  | 1 | 9
15 |  |  |  | 16 | [7 empty] | 151600 | 1516 | 1566 | 151601 | 151699 | 1 | 99 | 1 | 99 |  | 1 | 9
15 |  |  |  | 17 | [7 empty] | 151700 | 1517 | 1567 | 151701 | 151799 | 1 | 99 | 1 | 99 |  | 1 | 9
15 |  |  |  | 18 | [7 empty] | 151800 | 1518 | 1568 | 151801 | 151899 | 1 | 99 | 1 | 99 |  | 1 | 9
15 |  |  |  | 19 | [7 empty] | 151900 | 1519 | 1569 | 151901 | 151999 | 1 | 99 | 1 | 99 |  | 1 | 9
15 |  |  |  | 20 | [7 empty] | 152000 | 1520 | 1570 | 152001 | 152099 | 1 | 99 | 1 | 99 |  | 1 | 9
15 |  |  |  | 21 | [7 empty] | 152100 | 1521 | 1571 | 152101 | 152199 | 1 | 99 | 1 | 99 |  | 1 | 9
15 |  |  |  | 22 | [7 empty] | 152200 | 1522 | 1572 | 152201 | 152299 | 1 | 99 | 1 | 99 |  | 1 | 9
15 |  |  |  | 23 | [7 empty] | 152300 | 1523 | 1573 | 152301 | 152399 | 1 | 99 | 1 | 99 |  | 1 | 9
15 |  |  |  | 24 | [7 empty] | 152400 | 1524 | 1574 | 152401 | 152499 | 1 | 99 | 1 | 99 |  | 1 | 9
15 |  |  |  | 25 | [7 empty] | 152500 | 1525 | 1575 | 152501 | 152599 | 1 | 99 | 1 | 99 |  | 1 | 9
15 |  |  |  | 26 | [7 empty] | 152600 | 1526 | 1576 | 152601 | 152699 | 1 | 99 | 1 | 99 |  | 1 | 9
15 |  |  |  | 27 | [7 empty] | 152700 | 1527 | 1577 | 152701 | 152799 | 1 | 99 | 1 | 99 |  | 1 | 9
15 |  |  |  | 28 | [7 empty] | 152800 | 1528 | 1578 | 152801 | 152899 | 1 | 99 | 1 | 99 |  | 1 | 9
15 |  |  |  | 29 | [7 empty] | 152900 | 1529 | 1579 | 152901 | 152999 | 1 | 99 | 1 | 99 |  | 1 | 9
15 |  |  |  | 30 | [7 empty] | 153000 | 1530 | 1580 | 153001 | 153099 | 1 | 99 | 1 | 99 |  | 1 | 9
15 |  |  |  | 31 | [7 empty] | 153100 | 1531 | 1581 | 153101 | 153199 | 1 | 99 | 1 | 99 |  | 1 | 9
15 |  |  |  | 32 | [7 empty] | 153200 | 1532 | 1582 | 153201 | 153299 | 1 | 99 | 1 | 99 |  | 1 | 9
15 |  |  |  | 33 | [7 empty] | 153300 | 1533 | 1583 | 153301 | 153399 | 1 | 99 | 1 | 99 |  | 1 | 9
15 |  |  |  | 34 | [7 empty] | 153400 | 1534 | 1584 | 153401 | 153499 | 1 | 99 | 1 | 99 |  | 1 | 9
15 |  |  |  | 35 | [7 empty] | 153500 | 1535 | 1585 | 153501 | 153599 | 1 | 99 | 1 | 99 |  | 1 | 9
15 |  |  |  | 36 | [7 empty] | 153600 | 1536 | 1586 | 153601 | 153699 | 1 | 99 | 1 | 99 |  | 1 | 9
15 |  |  |  | 37 | [7 empty] | 153700 | 1537 | 1587 | 153701 | 153799 | 1 | 99 | 1 | 99 |  | 1 | 9
15 |  |  |  | 38 | [7 empty] | 153800 | 1538 | 1588 | 153801 | 153899 | 1 | 99 | 1 | 99 |  | 1 | 9
15 |  |  |  | 39 | [7 empty] | 153900 | 1539 | 1589 | 153901 | 153999 | 1 | 99 | 1 | 99 |  | 1 | 9
15 |  |  |  | 40 | [7 empty] | 154000 | 1540 | 1590 | 154001 | 154099 | 1 | 99 | 1 | 99 |  | 1 | 9
15 |  |  |  | 41 | [7 empty] | 154100 | 1541 | 1591 | 154101 | 154199 | 1 | 99 | 1 | 99 |  | 1 | 9
15 |  |  |  | 42 | [7 empty] | 154200 | 1542 | 1592 | 154201 | 154299 | 1 | 99 | 1 | 99 |  | 1 | 9
15 |  |  |  | 43 | [7 empty] | 154300 | 1543 | 1593 | 154301 | 154399 | 1 | 99 | 1 | 99 |  | 1 | 9
15 |  |  |  | 44 | [7 empty] | 154400 | 1544 | 1594 | 154401 | 154499 | 1 | 99 | 1 | 99 |  | 1 | 9
15 |  |  |  | 45 | [7 empty] | 154500 | 1545 | 1595 | 154501 | 154599 | 1 | 99 | 1 | 99 |  | 1 | 9
15 |  |  |  | 46 | [7 empty] | 154600 | 1546 | 1596 | 154601 | 154699 | 1 | 99 | 1 | 99 |  | 1 | 9
15 |  |  |  | 47 | [7 empty] | 154700 | 1547 | 1597 | 154701 | 154799 | 1 | 99 | 1 | 99 |  | 1 | 9
15 |  |  |  | 48 | [7 empty] | 154800 | 1548 | 1598 | 154801 | 154899 | 1 | 99 | 1 | 99 |  | 1 | 9
15 |  |  |  | 49 | [7 empty] | 154900 | 1549 | 1599 | 154901 | 154999 | 1 | 99 | 1 | 99 |  | 1 | 9
15 |  |  |  | 50 | [7 empty] | 155000 | 1550 | 1600 | 155001 | 155099 | 1 | 99 | 1 | 99 |  | 1 | 9
15 |  |  |  | 51 | [7 empty] | 155100 | NO FLN's ON THESE CONTROLLERS
15 |  |  |  | 52 | [7 empty] | 155200
15 |  |  |  | 53 | [7 empty] | 155300
15 |  |  |  | 54 | [7 empty] | 155400
15 |  |  |  | 55 | [7 empty] | 155500
15 |  |  |  | 56 | [7 empty] | 155600
15 |  |  |  | 57 | [7 empty] | 155700
15 |  |  |  | 58 | [7 empty] | 155800
15 |  |  |  | 59 | [7 empty] | 155900
15 |  |  |  | 60 | [7 empty] | 156000
15 |  |  |  | 61 | [7 empty] | 156100
15 |  |  |  | 62 | [7 empty] | 156200
15 |  |  |  | 63 | [7 empty] | 156300
15 |  |  |  | 64 | [7 empty] | 156400
15 |  |  |  | 65 | [7 empty] | 156500
15 |  |  |  | 66 | [7 empty] | 156600
15 |  |  |  | 67 | [7 empty] | 156700
15 |  |  |  | 68 | [7 empty] | 156800
15 |  |  |  | 69 | [7 empty] | 156900
15 |  |  |  | 70 | [7 empty] | 157000
15 |  |  |  | 71 | [7 empty] | 157100
15 |  |  |  | 72 | [7 empty] | 157200
15 |  |  |  | 73 | [7 empty] | 157300
15 |  |  |  | 74 | [7 empty] | 157400
15 |  |  |  | 75 | [7 empty] | 157500
15 |  |  |  | 76 | [7 empty] | 157600
15 |  |  |  | 77 | [7 empty] | 157700
15 |  |  |  | 78 | [7 empty] | 157800
15 |  |  |  | 79 | [7 empty] | 157900
15 |  |  |  | 80 | [7 empty] | 158000
15 |  |  |  | 81 | [7 empty] | 158100
15 |  |  |  | 82 | [7 empty] | 158200
15 |  |  |  | 83 | [7 empty] | 158300
15 |  |  |  | 84 | [7 empty] | 158400
15 |  |  |  | 85 | [7 empty] | 158500
15 |  |  |  | 86 | [7 empty] | 158600
15 |  |  |  | 87 | [7 empty] | 158700
15 |  |  |  | 88 | [7 empty] | 158800
15 |  |  |  | 89 | [7 empty] | 158900
15 |  |  |  | 90 | [7 empty] | 159000
15 |  |  |  | 91 | [7 empty] | 159100
15 |  |  |  | 92 | [7 empty] | 159200
15 |  |  |  | 93 | [7 empty] | 159300
15 |  |  |  | 94 | [7 empty] | 159400
15 |  |  |  | 95 | [7 empty] | 159500
15 |  |  |  | 96 | [7 empty] | 159600
15 |  |  |  | 97 | [7 empty] | 159700
15 |  |  |  | 98 | [7 empty] | 159800
15 |  |  |  | 99 | [7 empty] | 159900

## Bldg 16
BUILDING # | Building Name | ALN NAME | SITE NAME | FIELD PANEL NUMBER | SYSTEM NAME | BAC DEV OBJECT NAME | IP ADDRESS | SUBNET MASK | GATEWAY | BBMD? Y or N | BBMD IP Addresses | FIELD PANEL DEVICE INSTANCE # | MSTP FLN-1 NETWORK # | MSTP FLN-2 / MSTP ALN NETWORK # | FIRST FLN DEVICE INSTANCE # | LAST POSSIBLE FLN DEVICE INSTANCE # | FIRST MSTP FLN-1 MAC ADDR | LAST POSSIBLE MSTP FLN-1 MAC ADDR | FIRST MSTP FLN-2 MAC ADDR | LAST MSTP FLN-2 MAC ADDR | OR | FIRST MSTP ALN MAC ADDR | LAST MSTP ALN MAC ADDR
16 |  |  |  | 1 | [7 empty] | 160100 | 1601 | 1651 | 160101 | 160199 | 1 | 99 | 1 | 99 |  | 1 | 9
16 |  |  |  | 2 | [7 empty] | 160200 | 1602 | 1652 | 160201 | 160299 | 1 | 99 | 1 | 99 |  | 1 | 9
16 |  |  |  | 3 | [7 empty] | 160300 | 1603 | 1653 | 160301 | 160399 | 1 | 99 | 1 | 99 |  | 1 | 9
16 |  |  |  | 4 | [7 empty] | 160400 | 1604 | 1654 | 160401 | 160499 | 1 | 99 | 1 | 99 |  | 1 | 9
16 |  |  |  | 5 | [7 empty] | 160500 | 1605 | 1655 | 160501 | 160599 | 1 | 99 | 1 | 99 |  | 1 | 9
16 |  |  |  | 6 | [7 empty] | 160600 | 1606 | 1656 | 160601 | 160699 | 1 | 99 | 1 | 99 |  | 1 | 9
16 |  |  |  | 7 | [7 empty] | 160700 | 1607 | 1657 | 160701 | 160799 | 1 | 99 | 1 | 99 |  | 1 | 9
16 |  |  |  | 8 | [7 empty] | 160800 | 1608 | 1658 | 160801 | 160899 | 1 | 99 | 1 | 99 |  | 1 | 9
16 |  |  |  | 9 | [7 empty] | 160900 | 1609 | 1659 | 160901 | 160999 | 1 | 99 | 1 | 99 |  | 1 | 9
16 |  |  |  | 10 | [7 empty] | 161000 | 1610 | 1660 | 161001 | 161099 | 1 | 99 | 1 | 99 |  | 1 | 9
16 |  |  |  | 11 | [7 empty] | 161100 | 1611 | 1661 | 161101 | 161199 | 1 | 99 | 1 | 99 |  | 1 | 9
16 |  |  |  | 12 | [7 empty] | 161200 | 1612 | 1662 | 161201 | 161299 | 1 | 99 | 1 | 99 |  | 1 | 9
16 |  |  |  | 13 | [7 empty] | 161300 | 1613 | 1663 | 161301 | 161399 | 1 | 99 | 1 | 99 |  | 1 | 9
16 |  |  |  | 14 | [7 empty] | 161400 | 1614 | 1664 | 161401 | 161499 | 1 | 99 | 1 | 99 |  | 1 | 9
16 |  |  |  | 15 | [7 empty] | 161500 | 1615 | 1665 | 161501 | 161599 | 1 | 99 | 1 | 99 |  | 1 | 9
16 |  |  |  | 16 | [7 empty] | 161600 | 1616 | 1666 | 161601 | 161699 | 1 | 99 | 1 | 99 |  | 1 | 9
16 |  |  |  | 17 | [7 empty] | 161700 | 1617 | 1667 | 161701 | 161799 | 1 | 99 | 1 | 99 |  | 1 | 9
16 |  |  |  | 18 | [7 empty] | 161800 | 1618 | 1668 | 161801 | 161899 | 1 | 99 | 1 | 99 |  | 1 | 9
16 |  |  |  | 19 | [7 empty] | 161900 | 1619 | 1669 | 161901 | 161999 | 1 | 99 | 1 | 99 |  | 1 | 9
16 |  |  |  | 20 | [7 empty] | 162000 | 1620 | 1670 | 162001 | 162099 | 1 | 99 | 1 | 99 |  | 1 | 9
16 |  |  |  | 21 | [7 empty] | 162100 | 1621 | 1671 | 162101 | 162199 | 1 | 99 | 1 | 99 |  | 1 | 9
16 |  |  |  | 22 | [7 empty] | 162200 | 1622 | 1672 | 162201 | 162299 | 1 | 99 | 1 | 99 |  | 1 | 9
16 |  |  |  | 23 | [7 empty] | 162300 | 1623 | 1673 | 162301 | 162399 | 1 | 99 | 1 | 99 |  | 1 | 9
16 |  |  |  | 24 | [7 empty] | 162400 | 1624 | 1674 | 162401 | 162499 | 1 | 99 | 1 | 99 |  | 1 | 9
16 |  |  |  | 25 | [7 empty] | 162500 | 1625 | 1675 | 162501 | 162599 | 1 | 99 | 1 | 99 |  | 1 | 9
16 |  |  |  | 26 | [7 empty] | 162600 | 1626 | 1676 | 162601 | 162699 | 1 | 99 | 1 | 99 |  | 1 | 9
16 |  |  |  | 27 | [7 empty] | 162700 | 1627 | 1677 | 162701 | 162799 | 1 | 99 | 1 | 99 |  | 1 | 9
16 |  |  |  | 28 | [7 empty] | 162800 | 1628 | 1678 | 162801 | 162899 | 1 | 99 | 1 | 99 |  | 1 | 9
16 |  |  |  | 29 | [7 empty] | 162900 | 1629 | 1679 | 162901 | 162999 | 1 | 99 | 1 | 99 |  | 1 | 9
16 |  |  |  | 30 | [7 empty] | 163000 | 1630 | 1680 | 163001 | 163099 | 1 | 99 | 1 | 99 |  | 1 | 9
16 |  |  |  | 31 | [7 empty] | 163100 | 1631 | 1681 | 163101 | 163199 | 1 | 99 | 1 | 99 |  | 1 | 9
16 |  |  |  | 32 | [7 empty] | 163200 | 1632 | 1682 | 163201 | 163299 | 1 | 99 | 1 | 99 |  | 1 | 9
16 |  |  |  | 33 | [7 empty] | 163300 | 1633 | 1683 | 163301 | 163399 | 1 | 99 | 1 | 99 |  | 1 | 9
16 |  |  |  | 34 | [7 empty] | 163400 | 1634 | 1684 | 163401 | 163499 | 1 | 99 | 1 | 99 |  | 1 | 9
16 |  |  |  | 35 | [7 empty] | 163500 | 1635 | 1685 | 163501 | 163599 | 1 | 99 | 1 | 99 |  | 1 | 9
16 |  |  |  | 36 | [7 empty] | 163600 | 1636 | 1686 | 163601 | 163699 | 1 | 99 | 1 | 99 |  | 1 | 9
16 |  |  |  | 37 | [7 empty] | 163700 | 1637 | 1687 | 163701 | 163799 | 1 | 99 | 1 | 99 |  | 1 | 9
16 |  |  |  | 38 | [7 empty] | 163800 | 1638 | 1688 | 163801 | 163899 | 1 | 99 | 1 | 99 |  | 1 | 9
16 |  |  |  | 39 | [7 empty] | 163900 | 1639 | 1689 | 163901 | 163999 | 1 | 99 | 1 | 99 |  | 1 | 9
16 |  |  |  | 40 | [7 empty] | 164000 | 1640 | 1690 | 164001 | 164099 | 1 | 99 | 1 | 99 |  | 1 | 9
16 |  |  |  | 41 | [7 empty] | 164100 | 1641 | 1691 | 164101 | 164199 | 1 | 99 | 1 | 99 |  | 1 | 9
16 |  |  |  | 42 | [7 empty] | 164200 | 1642 | 1692 | 164201 | 164299 | 1 | 99 | 1 | 99 |  | 1 | 9
16 |  |  |  | 43 | [7 empty] | 164300 | 1643 | 1693 | 164301 | 164399 | 1 | 99 | 1 | 99 |  | 1 | 9
16 |  |  |  | 44 | [7 empty] | 164400 | 1644 | 1694 | 164401 | 164499 | 1 | 99 | 1 | 99 |  | 1 | 9
16 |  |  |  | 45 | [7 empty] | 164500 | 1645 | 1695 | 164501 | 164599 | 1 | 99 | 1 | 99 |  | 1 | 9
16 |  |  |  | 46 | [7 empty] | 164600 | 1646 | 1696 | 164601 | 164699 | 1 | 99 | 1 | 99 |  | 1 | 9
16 |  |  |  | 47 | [7 empty] | 164700 | 1647 | 1697 | 164701 | 164799 | 1 | 99 | 1 | 99 |  | 1 | 9
16 |  |  |  | 48 | [7 empty] | 164800 | 1648 | 1698 | 164801 | 164899 | 1 | 99 | 1 | 99 |  | 1 | 9
16 |  |  |  | 49 | [7 empty] | 164900 | 1649 | 1699 | 164901 | 164999 | 1 | 99 | 1 | 99 |  | 1 | 9
16 |  |  |  | 50 | [7 empty] | 165000 | 1650 | 1700 | 165001 | 165099 | 1 | 99 | 1 | 99 |  | 1 | 9
16 |  |  |  | 51 | [7 empty] | 165100 | NO FLN's ON THESE CONTROLLERS
16 |  |  |  | 52 | [7 empty] | 165200
16 |  |  |  | 53 | [7 empty] | 165300
16 |  |  |  | 54 | [7 empty] | 165400
16 |  |  |  | 55 | [7 empty] | 165500
16 |  |  |  | 56 | [7 empty] | 165600
16 |  |  |  | 57 | [7 empty] | 165700
16 |  |  |  | 58 | [7 empty] | 165800
16 |  |  |  | 59 | [7 empty] | 165900
16 |  |  |  | 60 | [7 empty] | 166000
16 |  |  |  | 61 | [7 empty] | 166100
16 |  |  |  | 62 | [7 empty] | 166200
16 |  |  |  | 63 | [7 empty] | 166300
16 |  |  |  | 64 | [7 empty] | 166400
16 |  |  |  | 65 | [7 empty] | 166500
16 |  |  |  | 66 | [7 empty] | 166600
16 |  |  |  | 67 | [7 empty] | 166700
16 |  |  |  | 68 | [7 empty] | 166800
16 |  |  |  | 69 | [7 empty] | 166900
16 |  |  |  | 70 | [7 empty] | 167000
16 |  |  |  | 71 | [7 empty] | 167100
16 |  |  |  | 72 | [7 empty] | 167200
16 |  |  |  | 73 | [7 empty] | 167300
16 |  |  |  | 74 | [7 empty] | 167400
16 |  |  |  | 75 | [7 empty] | 167500
16 |  |  |  | 76 | [7 empty] | 167600
16 |  |  |  | 77 | [7 empty] | 167700
16 |  |  |  | 78 | [7 empty] | 167800
16 |  |  |  | 79 | [7 empty] | 167900
16 |  |  |  | 80 | [7 empty] | 168000
16 |  |  |  | 81 | [7 empty] | 168100
16 |  |  |  | 82 | [7 empty] | 168200
16 |  |  |  | 83 | [7 empty] | 168300
16 |  |  |  | 84 | [7 empty] | 168400
16 |  |  |  | 85 | [7 empty] | 168500
16 |  |  |  | 86 | [7 empty] | 168600
16 |  |  |  | 87 | [7 empty] | 168700
16 |  |  |  | 88 | [7 empty] | 168800
16 |  |  |  | 89 | [7 empty] | 168900
16 |  |  |  | 90 | [7 empty] | 169000
16 |  |  |  | 91 | [7 empty] | 169100
16 |  |  |  | 92 | [7 empty] | 169200
16 |  |  |  | 93 | [7 empty] | 169300
16 |  |  |  | 94 | [7 empty] | 169400
16 |  |  |  | 95 | [7 empty] | 169500
16 |  |  |  | 96 | [7 empty] | 169600
16 |  |  |  | 97 | [7 empty] | 169700
16 |  |  |  | 98 | [7 empty] | 169800
16 |  |  |  | 99 | [7 empty] | 169900

## Bldg 17
BUILDING # | Building Name | ALN NAME | SITE NAME | FIELD PANEL NUMBER | SYSTEM NAME | BAC DEV OBJECT NAME | IP ADDRESS | SUBNET MASK | GATEWAY | BBMD? Y or N | BBMD IP Addresses | FIELD PANEL DEVICE INSTANCE # | MSTP FLN-1 NETWORK # | MSTP FLN-2 / MSTP ALN NETWORK # | FIRST FLN DEVICE INSTANCE # | LAST POSSIBLE FLN DEVICE INSTANCE # | FIRST MSTP FLN-1 MAC ADDR | LAST POSSIBLE MSTP FLN-1 MAC ADDR | FIRST MSTP FLN-2 MAC ADDR | LAST MSTP FLN-2 MAC ADDR | OR | FIRST MSTP ALN MAC ADDR | LAST MSTP ALN MAC ADDR
17 |  |  |  | 1 | [7 empty] | 170100 | 1701 | 1751 | 170101 | 170199 | 1 | 99 | 1 | 99 |  | 1 | 9
17 |  |  |  | 2 | [7 empty] | 170200 | 1702 | 1752 | 170201 | 170299 | 1 | 99 | 1 | 99 |  | 1 | 9
17 |  |  |  | 3 | [7 empty] | 170300 | 1703 | 1753 | 170301 | 170399 | 1 | 99 | 1 | 99 |  | 1 | 9
17 |  |  |  | 4 | [7 empty] | 170400 | 1704 | 1754 | 170401 | 170499 | 1 | 99 | 1 | 99 |  | 1 | 9
17 |  |  |  | 5 | [7 empty] | 170500 | 1705 | 1755 | 170501 | 170599 | 1 | 99 | 1 | 99 |  | 1 | 9
17 |  |  |  | 6 | [7 empty] | 170600 | 1706 | 1756 | 170601 | 170699 | 1 | 99 | 1 | 99 |  | 1 | 9
17 |  |  |  | 7 | [7 empty] | 170700 | 1707 | 1757 | 170701 | 170799 | 1 | 99 | 1 | 99 |  | 1 | 9
17 |  |  |  | 8 | [7 empty] | 170800 | 1708 | 1758 | 170801 | 170899 | 1 | 99 | 1 | 99 |  | 1 | 9
17 |  |  |  | 9 | [7 empty] | 170900 | 1709 | 1759 | 170901 | 170999 | 1 | 99 | 1 | 99 |  | 1 | 9
17 |  |  |  | 10 | [7 empty] | 171000 | 1710 | 1760 | 171001 | 171099 | 1 | 99 | 1 | 99 |  | 1 | 9
17 |  |  |  | 11 | [7 empty] | 171100 | 1711 | 1761 | 171101 | 171199 | 1 | 99 | 1 | 99 |  | 1 | 9
17 |  |  |  | 12 | [7 empty] | 171200 | 1712 | 1762 | 171201 | 171299 | 1 | 99 | 1 | 99 |  | 1 | 9
17 |  |  |  | 13 | [7 empty] | 171300 | 1713 | 1763 | 171301 | 171399 | 1 | 99 | 1 | 99 |  | 1 | 9
17 |  |  |  | 14 | [7 empty] | 171400 | 1714 | 1764 | 171401 | 171499 | 1 | 99 | 1 | 99 |  | 1 | 9
17 |  |  |  | 15 | [7 empty] | 171500 | 1715 | 1765 | 171501 | 171599 | 1 | 99 | 1 | 99 |  | 1 | 9
17 |  |  |  | 16 | [7 empty] | 171600 | 1716 | 1766 | 171601 | 171699 | 1 | 99 | 1 | 99 |  | 1 | 9
17 |  |  |  | 17 | [7 empty] | 171700 | 1717 | 1767 | 171701 | 171799 | 1 | 99 | 1 | 99 |  | 1 | 9
17 |  |  |  | 18 | [7 empty] | 171800 | 1718 | 1768 | 171801 | 171899 | 1 | 99 | 1 | 99 |  | 1 | 9
17 |  |  |  | 19 | [7 empty] | 171900 | 1719 | 1769 | 171901 | 171999 | 1 | 99 | 1 | 99 |  | 1 | 9
17 |  |  |  | 20 | [7 empty] | 172000 | 1720 | 1770 | 172001 | 172099 | 1 | 99 | 1 | 99 |  | 1 | 9
17 |  |  |  | 21 | [7 empty] | 172100 | 1721 | 1771 | 172101 | 172199 | 1 | 99 | 1 | 99 |  | 1 | 9
17 |  |  |  | 22 | [7 empty] | 172200 | 1722 | 1772 | 172201 | 172299 | 1 | 99 | 1 | 99 |  | 1 | 9
17 |  |  |  | 23 | [7 empty] | 172300 | 1723 | 1773 | 172301 | 172399 | 1 | 99 | 1 | 99 |  | 1 | 9
17 |  |  |  | 24 | [7 empty] | 172400 | 1724 | 1774 | 172401 | 172499 | 1 | 99 | 1 | 99 |  | 1 | 9
17 |  |  |  | 25 | [7 empty] | 172500 | 1725 | 1775 | 172501 | 172599 | 1 | 99 | 1 | 99 |  | 1 | 9
17 |  |  |  | 26 | [7 empty] | 172600 | 1726 | 1776 | 172601 | 172699 | 1 | 99 | 1 | 99 |  | 1 | 9
17 |  |  |  | 27 | [7 empty] | 172700 | 1727 | 1777 | 172701 | 172799 | 1 | 99 | 1 | 99 |  | 1 | 9
17 |  |  |  | 28 | [7 empty] | 172800 | 1728 | 1778 | 172801 | 172899 | 1 | 99 | 1 | 99 |  | 1 | 9
17 |  |  |  | 29 | [7 empty] | 172900 | 1729 | 1779 | 172901 | 172999 | 1 | 99 | 1 | 99 |  | 1 | 9
17 |  |  |  | 30 | [7 empty] | 173000 | 1730 | 1780 | 173001 | 173099 | 1 | 99 | 1 | 99 |  | 1 | 9
17 |  |  |  | 31 | [7 empty] | 173100 | 1731 | 1781 | 173101 | 173199 | 1 | 99 | 1 | 99 |  | 1 | 9
17 |  |  |  | 32 | [7 empty] | 173200 | 1732 | 1782 | 173201 | 173299 | 1 | 99 | 1 | 99 |  | 1 | 9
17 |  |  |  | 33 | [7 empty] | 173300 | 1733 | 1783 | 173301 | 173399 | 1 | 99 | 1 | 99 |  | 1 | 9
17 |  |  |  | 34 | [7 empty] | 173400 | 1734 | 1784 | 173401 | 173499 | 1 | 99 | 1 | 99 |  | 1 | 9
17 |  |  |  | 35 | [7 empty] | 173500 | 1735 | 1785 | 173501 | 173599 | 1 | 99 | 1 | 99 |  | 1 | 9
17 |  |  |  | 36 | [7 empty] | 173600 | 1736 | 1786 | 173601 | 173699 | 1 | 99 | 1 | 99 |  | 1 | 9
17 |  |  |  | 37 | [7 empty] | 173700 | 1737 | 1787 | 173701 | 173799 | 1 | 99 | 1 | 99 |  | 1 | 9
17 |  |  |  | 38 | [7 empty] | 173800 | 1738 | 1788 | 173801 | 173899 | 1 | 99 | 1 | 99 |  | 1 | 9
17 |  |  |  | 39 | [7 empty] | 173900 | 1739 | 1789 | 173901 | 173999 | 1 | 99 | 1 | 99 |  | 1 | 9
17 |  |  |  | 40 | [7 empty] | 174000 | 1740 | 1790 | 174001 | 174099 | 1 | 99 | 1 | 99 |  | 1 | 9
17 |  |  |  | 41 | [7 empty] | 174100 | 1741 | 1791 | 174101 | 174199 | 1 | 99 | 1 | 99 |  | 1 | 9
17 |  |  |  | 42 | [7 empty] | 174200 | 1742 | 1792 | 174201 | 174299 | 1 | 99 | 1 | 99 |  | 1 | 9
17 |  |  |  | 43 | [7 empty] | 174300 | 1743 | 1793 | 174301 | 174399 | 1 | 99 | 1 | 99 |  | 1 | 9
17 |  |  |  | 44 | [7 empty] | 174400 | 1744 | 1794 | 174401 | 174499 | 1 | 99 | 1 | 99 |  | 1 | 9
17 |  |  |  | 45 | [7 empty] | 174500 | 1745 | 1795 | 174501 | 174599 | 1 | 99 | 1 | 99 |  | 1 | 9
17 |  |  |  | 46 | [7 empty] | 174600 | 1746 | 1796 | 174601 | 174699 | 1 | 99 | 1 | 99 |  | 1 | 9
17 |  |  |  | 47 | [7 empty] | 174700 | 1747 | 1797 | 174701 | 174799 | 1 | 99 | 1 | 99 |  | 1 | 9
17 |  |  |  | 48 | [7 empty] | 174800 | 1748 | 1798 | 174801 | 174899 | 1 | 99 | 1 | 99 |  | 1 | 9
17 |  |  |  | 49 | [7 empty] | 174900 | 1749 | 1799 | 174901 | 174999 | 1 | 99 | 1 | 99 |  | 1 | 9
17 |  |  |  | 50 | [7 empty] | 175000 | 1750 | 1800 | 175001 | 175099 | 1 | 99 | 1 | 99 |  | 1 | 9
17 |  |  |  | 51 | [7 empty] | 175100 | NO FLN's ON THESE CONTROLLERS
17 |  |  |  | 52 | [7 empty] | 175200
17 |  |  |  | 53 | [7 empty] | 175300
17 |  |  |  | 54 | [7 empty] | 175400
17 |  |  |  | 55 | [7 empty] | 175500
17 |  |  |  | 56 | [7 empty] | 175600
17 |  |  |  | 57 | [7 empty] | 175700
17 |  |  |  | 58 | [7 empty] | 175800
17 |  |  |  | 59 | [7 empty] | 175900
17 |  |  |  | 60 | [7 empty] | 176000
17 |  |  |  | 61 | [7 empty] | 176100
17 |  |  |  | 62 | [7 empty] | 176200
17 |  |  |  | 63 | [7 empty] | 176300
17 |  |  |  | 64 | [7 empty] | 176400
17 |  |  |  | 65 | [7 empty] | 176500
17 |  |  |  | 66 | [7 empty] | 176600
17 |  |  |  | 67 | [7 empty] | 176700
17 |  |  |  | 68 | [7 empty] | 176800
17 |  |  |  | 69 | [7 empty] | 176900
17 |  |  |  | 70 | [7 empty] | 177000
17 |  |  |  | 71 | [7 empty] | 177100
17 |  |  |  | 72 | [7 empty] | 177200
17 |  |  |  | 73 | [7 empty] | 177300
17 |  |  |  | 74 | [7 empty] | 177400
17 |  |  |  | 75 | [7 empty] | 177500
17 |  |  |  | 76 | [7 empty] | 177600
17 |  |  |  | 77 | [7 empty] | 177700
17 |  |  |  | 78 | [7 empty] | 177800
17 |  |  |  | 79 | [7 empty] | 177900
17 |  |  |  | 80 | [7 empty] | 178000
17 |  |  |  | 81 | [7 empty] | 178100
17 |  |  |  | 82 | [7 empty] | 178200
17 |  |  |  | 83 | [7 empty] | 178300
17 |  |  |  | 84 | [7 empty] | 178400
17 |  |  |  | 85 | [7 empty] | 178500
17 |  |  |  | 86 | [7 empty] | 178600
17 |  |  |  | 87 | [7 empty] | 178700
17 |  |  |  | 88 | [7 empty] | 178800
17 |  |  |  | 89 | [7 empty] | 178900
17 |  |  |  | 90 | [7 empty] | 179000
17 |  |  |  | 91 | [7 empty] | 179100
17 |  |  |  | 92 | [7 empty] | 179200
17 |  |  |  | 93 | [7 empty] | 179300
17 |  |  |  | 94 | [7 empty] | 179400
17 |  |  |  | 95 | [7 empty] | 179500
17 |  |  |  | 96 | [7 empty] | 179600
17 |  |  |  | 97 | [7 empty] | 179700
17 |  |  |  | 98 | [7 empty] | 179800
17 |  |  |  | 99 | [7 empty] | 179900

## Bldg 18
BUILDING # | Building Name | ALN NAME | SITE NAME | FIELD PANEL NUMBER | SYSTEM NAME | BAC DEV OBJECT NAME | IP ADDRESS | SUBNET MASK | GATEWAY | BBMD? Y or N | BBMD IP Addresses | FIELD PANEL DEVICE INSTANCE # | MSTP FLN-1 NETWORK # | MSTP FLN-2 / MSTP ALN NETWORK # | FIRST FLN DEVICE INSTANCE # | LAST POSSIBLE FLN DEVICE INSTANCE # | FIRST MSTP FLN-1 MAC ADDR | LAST POSSIBLE MSTP FLN-1 MAC ADDR | FIRST MSTP FLN-2 MAC ADDR | LAST MSTP FLN-2 MAC ADDR | OR | FIRST MSTP ALN MAC ADDR | LAST MSTP ALN MAC ADDR
18 |  |  |  | 1 | [7 empty] | 180100 | 1801 | 1851 | 180101 | 180199 | 1 | 99 | 1 | 99 |  | 1 | 9
18 |  |  |  | 2 | [7 empty] | 180200 | 1802 | 1852 | 180201 | 180299 | 1 | 99 | 1 | 99 |  | 1 | 9
18 |  |  |  | 3 | [7 empty] | 180300 | 1803 | 1853 | 180301 | 180399 | 1 | 99 | 1 | 99 |  | 1 | 9
18 |  |  |  | 4 | [7 empty] | 180400 | 1804 | 1854 | 180401 | 180499 | 1 | 99 | 1 | 99 |  | 1 | 9
18 |  |  |  | 5 | [7 empty] | 180500 | 1805 | 1855 | 180501 | 180599 | 1 | 99 | 1 | 99 |  | 1 | 9
18 |  |  |  | 6 | [7 empty] | 180600 | 1806 | 1856 | 180601 | 180699 | 1 | 99 | 1 | 99 |  | 1 | 9
18 |  |  |  | 7 | [7 empty] | 180700 | 1807 | 1857 | 180701 | 180799 | 1 | 99 | 1 | 99 |  | 1 | 9
18 |  |  |  | 8 | [7 empty] | 180800 | 1808 | 1858 | 180801 | 180899 | 1 | 99 | 1 | 99 |  | 1 | 9
18 |  |  |  | 9 | [7 empty] | 180900 | 1809 | 1859 | 180901 | 180999 | 1 | 99 | 1 | 99 |  | 1 | 9
18 |  |  |  | 10 | [7 empty] | 181000 | 1810 | 1860 | 181001 | 181099 | 1 | 99 | 1 | 99 |  | 1 | 9
18 |  |  |  | 11 | [7 empty] | 181100 | 1811 | 1861 | 181101 | 181199 | 1 | 99 | 1 | 99 |  | 1 | 9
18 |  |  |  | 12 | [7 empty] | 181200 | 1812 | 1862 | 181201 | 181299 | 1 | 99 | 1 | 99 |  | 1 | 9
18 |  |  |  | 13 | [7 empty] | 181300 | 1813 | 1863 | 181301 | 181399 | 1 | 99 | 1 | 99 |  | 1 | 9
18 |  |  |  | 14 | [7 empty] | 181400 | 1814 | 1864 | 181401 | 181499 | 1 | 99 | 1 | 99 |  | 1 | 9
18 |  |  |  | 15 | [7 empty] | 181500 | 1815 | 1865 | 181501 | 181599 | 1 | 99 | 1 | 99 |  | 1 | 9
18 |  |  |  | 16 | [7 empty] | 181600 | 1816 | 1866 | 181601 | 181699 | 1 | 99 | 1 | 99 |  | 1 | 9
18 |  |  |  | 17 | [7 empty] | 181700 | 1817 | 1867 | 181701 | 181799 | 1 | 99 | 1 | 99 |  | 1 | 9
18 |  |  |  | 18 | [7 empty] | 181800 | 1818 | 1868 | 181801 | 181899 | 1 | 99 | 1 | 99 |  | 1 | 9
18 |  |  |  | 19 | [7 empty] | 181900 | 1819 | 1869 | 181901 | 181999 | 1 | 99 | 1 | 99 |  | 1 | 9
18 |  |  |  | 20 | [7 empty] | 182000 | 1820 | 1870 | 182001 | 182099 | 1 | 99 | 1 | 99 |  | 1 | 9
18 |  |  |  | 21 | [7 empty] | 182100 | 1821 | 1871 | 182101 | 182199 | 1 | 99 | 1 | 99 |  | 1 | 9
18 |  |  |  | 22 | [7 empty] | 182200 | 1822 | 1872 | 182201 | 182299 | 1 | 99 | 1 | 99 |  | 1 | 9
18 |  |  |  | 23 | [7 empty] | 182300 | 1823 | 1873 | 182301 | 182399 | 1 | 99 | 1 | 99 |  | 1 | 9
18 |  |  |  | 24 | [7 empty] | 182400 | 1824 | 1874 | 182401 | 182499 | 1 | 99 | 1 | 99 |  | 1 | 9
18 |  |  |  | 25 | [7 empty] | 182500 | 1825 | 1875 | 182501 | 182599 | 1 | 99 | 1 | 99 |  | 1 | 9
18 |  |  |  | 26 | [7 empty] | 182600 | 1826 | 1876 | 182601 | 182699 | 1 | 99 | 1 | 99 |  | 1 | 9
18 |  |  |  | 27 | [7 empty] | 182700 | 1827 | 1877 | 182701 | 182799 | 1 | 99 | 1 | 99 |  | 1 | 9
18 |  |  |  | 28 | [7 empty] | 182800 | 1828 | 1878 | 182801 | 182899 | 1 | 99 | 1 | 99 |  | 1 | 9
18 |  |  |  | 29 | [7 empty] | 182900 | 1829 | 1879 | 182901 | 182999 | 1 | 99 | 1 | 99 |  | 1 | 9
18 |  |  |  | 30 | [7 empty] | 183000 | 1830 | 1880 | 183001 | 183099 | 1 | 99 | 1 | 99 |  | 1 | 9
18 |  |  |  | 31 | [7 empty] | 183100 | 1831 | 1881 | 183101 | 183199 | 1 | 99 | 1 | 99 |  | 1 | 9
18 |  |  |  | 32 | [7 empty] | 183200 | 1832 | 1882 | 183201 | 183299 | 1 | 99 | 1 | 99 |  | 1 | 9
18 |  |  |  | 33 | [7 empty] | 183300 | 1833 | 1883 | 183301 | 183399 | 1 | 99 | 1 | 99 |  | 1 | 9
18 |  |  |  | 34 | [7 empty] | 183400 | 1834 | 1884 | 183401 | 183499 | 1 | 99 | 1 | 99 |  | 1 | 9
18 |  |  |  | 35 | [7 empty] | 183500 | 1835 | 1885 | 183501 | 183599 | 1 | 99 | 1 | 99 |  | 1 | 9
18 |  |  |  | 36 | [7 empty] | 183600 | 1836 | 1886 | 183601 | 183699 | 1 | 99 | 1 | 99 |  | 1 | 9
18 |  |  |  | 37 | [7 empty] | 183700 | 1837 | 1887 | 183701 | 183799 | 1 | 99 | 1 | 99 |  | 1 | 9
18 |  |  |  | 38 | [7 empty] | 183800 | 1838 | 1888 | 183801 | 183899 | 1 | 99 | 1 | 99 |  | 1 | 9
18 |  |  |  | 39 | [7 empty] | 183900 | 1839 | 1889 | 183901 | 183999 | 1 | 99 | 1 | 99 |  | 1 | 9
18 |  |  |  | 40 | [7 empty] | 184000 | 1840 | 1890 | 184001 | 184099 | 1 | 99 | 1 | 99 |  | 1 | 9
18 |  |  |  | 41 | [7 empty] | 184100 | 1841 | 1891 | 184101 | 184199 | 1 | 99 | 1 | 99 |  | 1 | 9
18 |  |  |  | 42 | [7 empty] | 184200 | 1842 | 1892 | 184201 | 184299 | 1 | 99 | 1 | 99 |  | 1 | 9
18 |  |  |  | 43 | [7 empty] | 184300 | 1843 | 1893 | 184301 | 184399 | 1 | 99 | 1 | 99 |  | 1 | 9
18 |  |  |  | 44 | [7 empty] | 184400 | 1844 | 1894 | 184401 | 184499 | 1 | 99 | 1 | 99 |  | 1 | 9
18 |  |  |  | 45 | [7 empty] | 184500 | 1845 | 1895 | 184501 | 184599 | 1 | 99 | 1 | 99 |  | 1 | 9
18 |  |  |  | 46 | [7 empty] | 184600 | 1846 | 1896 | 184601 | 184699 | 1 | 99 | 1 | 99 |  | 1 | 9
18 |  |  |  | 47 | [7 empty] | 184700 | 1847 | 1897 | 184701 | 184799 | 1 | 99 | 1 | 99 |  | 1 | 9
18 |  |  |  | 48 | [7 empty] | 184800 | 1848 | 1898 | 184801 | 184899 | 1 | 99 | 1 | 99 |  | 1 | 9
18 |  |  |  | 49 | [7 empty] | 184900 | 1849 | 1899 | 184901 | 184999 | 1 | 99 | 1 | 99 |  | 1 | 9
18 |  |  |  | 50 | [7 empty] | 185000 | 1850 | 1900 | 185001 | 185099 | 1 | 99 | 1 | 99 |  | 1 | 9
18 |  |  |  | 51 | [7 empty] | 185100 | NO FLN's ON THESE CONTROLLERS
18 |  |  |  | 52 | [7 empty] | 185200
18 |  |  |  | 53 | [7 empty] | 185300
18 |  |  |  | 54 | [7 empty] | 185400
18 |  |  |  | 55 | [7 empty] | 185500
18 |  |  |  | 56 | [7 empty] | 185600
18 |  |  |  | 57 | [7 empty] | 185700
18 |  |  |  | 58 | [7 empty] | 185800
18 |  |  |  | 59 | [7 empty] | 185900
18 |  |  |  | 60 | [7 empty] | 186000
18 |  |  |  | 61 | [7 empty] | 186100
18 |  |  |  | 62 | [7 empty] | 186200
18 |  |  |  | 63 | [7 empty] | 186300
18 |  |  |  | 64 | [7 empty] | 186400
18 |  |  |  | 65 | [7 empty] | 186500
18 |  |  |  | 66 | [7 empty] | 186600
18 |  |  |  | 67 | [7 empty] | 186700
18 |  |  |  | 68 | [7 empty] | 186800
18 |  |  |  | 69 | [7 empty] | 186900
18 |  |  |  | 70 | [7 empty] | 187000
18 |  |  |  | 71 | [7 empty] | 187100
18 |  |  |  | 72 | [7 empty] | 187200
18 |  |  |  | 73 | [7 empty] | 187300
18 |  |  |  | 74 | [7 empty] | 187400
18 |  |  |  | 75 | [7 empty] | 187500
18 |  |  |  | 76 | [7 empty] | 187600
18 |  |  |  | 77 | [7 empty] | 187700
18 |  |  |  | 78 | [7 empty] | 187800
18 |  |  |  | 79 | [7 empty] | 187900
18 |  |  |  | 80 | [7 empty] | 188000
18 |  |  |  | 81 | [7 empty] | 188100
18 |  |  |  | 82 | [7 empty] | 188200
18 |  |  |  | 83 | [7 empty] | 188300
18 |  |  |  | 84 | [7 empty] | 188400
18 |  |  |  | 85 | [7 empty] | 188500
18 |  |  |  | 86 | [7 empty] | 188600
18 |  |  |  | 87 | [7 empty] | 188700
18 |  |  |  | 88 | [7 empty] | 188800
18 |  |  |  | 89 | [7 empty] | 188900
18 |  |  |  | 90 | [7 empty] | 189000
18 |  |  |  | 91 | [7 empty] | 189100
18 |  |  |  | 92 | [7 empty] | 189200
18 |  |  |  | 93 | [7 empty] | 189300
18 |  |  |  | 94 | [7 empty] | 189400
18 |  |  |  | 95 | [7 empty] | 189500
18 |  |  |  | 96 | [7 empty] | 189600
18 |  |  |  | 97 | [7 empty] | 189700
18 |  |  |  | 98 | [7 empty] | 189800
18 |  |  |  | 99 | [7 empty] | 189900

## Bldg 19
BUILDING # | Building Name | ALN NAME | SITE NAME | FIELD PANEL NUMBER | SYSTEM NAME | BAC DEV OBJECT NAME | IP ADDRESS | SUBNET MASK | GATEWAY | BBMD? Y or N | BBMD IP Addresses | FIELD PANEL DEVICE INSTANCE # | MSTP FLN-1 NETWORK # | MSTP FLN-2 / MSTP ALN NETWORK # | FIRST FLN DEVICE INSTANCE # | LAST POSSIBLE FLN DEVICE INSTANCE # | FIRST MSTP FLN-1 MAC ADDR | LAST POSSIBLE MSTP FLN-1 MAC ADDR | FIRST MSTP FLN-2 MAC ADDR | LAST MSTP FLN-2 MAC ADDR | OR | FIRST MSTP ALN MAC ADDR | LAST MSTP ALN MAC ADDR
19 |  |  |  | 1 | [7 empty] | 190100 | 1901 | 1951 | 190101 | 190199 | 1 | 99 | 1 | 99 |  | 1 | 9
19 |  |  |  | 2 | [7 empty] | 190200 | 1902 | 1952 | 190201 | 190299 | 1 | 99 | 1 | 99 |  | 1 | 9
19 |  |  |  | 3 | [7 empty] | 190300 | 1903 | 1953 | 190301 | 190399 | 1 | 99 | 1 | 99 |  | 1 | 9
19 |  |  |  | 4 | [7 empty] | 190400 | 1904 | 1954 | 190401 | 190499 | 1 | 99 | 1 | 99 |  | 1 | 9
19 |  |  |  | 5 | [7 empty] | 190500 | 1905 | 1955 | 190501 | 190599 | 1 | 99 | 1 | 99 |  | 1 | 9
19 |  |  |  | 6 | [7 empty] | 190600 | 1906 | 1956 | 190601 | 190699 | 1 | 99 | 1 | 99 |  | 1 | 9
19 |  |  |  | 7 | [7 empty] | 190700 | 1907 | 1957 | 190701 | 190799 | 1 | 99 | 1 | 99 |  | 1 | 9
19 |  |  |  | 8 | [7 empty] | 190800 | 1908 | 1958 | 190801 | 190899 | 1 | 99 | 1 | 99 |  | 1 | 9
19 |  |  |  | 9 | [7 empty] | 190900 | 1909 | 1959 | 190901 | 190999 | 1 | 99 | 1 | 99 |  | 1 | 9
19 |  |  |  | 10 | [7 empty] | 191000 | 1910 | 1960 | 191001 | 191099 | 1 | 99 | 1 | 99 |  | 1 | 9
19 |  |  |  | 11 | [7 empty] | 191100 | 1911 | 1961 | 191101 | 191199 | 1 | 99 | 1 | 99 |  | 1 | 9
19 |  |  |  | 12 | [7 empty] | 191200 | 1912 | 1962 | 191201 | 191299 | 1 | 99 | 1 | 99 |  | 1 | 9
19 |  |  |  | 13 | [7 empty] | 191300 | 1913 | 1963 | 191301 | 191399 | 1 | 99 | 1 | 99 |  | 1 | 9
19 |  |  |  | 14 | [7 empty] | 191400 | 1914 | 1964 | 191401 | 191499 | 1 | 99 | 1 | 99 |  | 1 | 9
19 |  |  |  | 15 | [7 empty] | 191500 | 1915 | 1965 | 191501 | 191599 | 1 | 99 | 1 | 99 |  | 1 | 9
19 |  |  |  | 16 | [7 empty] | 191600 | 1916 | 1966 | 191601 | 191699 | 1 | 99 | 1 | 99 |  | 1 | 9
19 |  |  |  | 17 | [7 empty] | 191700 | 1917 | 1967 | 191701 | 191799 | 1 | 99 | 1 | 99 |  | 1 | 9
19 |  |  |  | 18 | [7 empty] | 191800 | 1918 | 1968 | 191801 | 191899 | 1 | 99 | 1 | 99 |  | 1 | 9
19 |  |  |  | 19 | [7 empty] | 191900 | 1919 | 1969 | 191901 | 191999 | 1 | 99 | 1 | 99 |  | 1 | 9
19 |  |  |  | 20 | [7 empty] | 192000 | 1920 | 1970 | 192001 | 192099 | 1 | 99 | 1 | 99 |  | 1 | 9
19 |  |  |  | 21 | [7 empty] | 192100 | 1921 | 1971 | 192101 | 192199 | 1 | 99 | 1 | 99 |  | 1 | 9
19 |  |  |  | 22 | [7 empty] | 192200 | 1922 | 1972 | 192201 | 192299 | 1 | 99 | 1 | 99 |  | 1 | 9
19 |  |  |  | 23 | [7 empty] | 192300 | 1923 | 1973 | 192301 | 192399 | 1 | 99 | 1 | 99 |  | 1 | 9
19 |  |  |  | 24 | [7 empty] | 192400 | 1924 | 1974 | 192401 | 192499 | 1 | 99 | 1 | 99 |  | 1 | 9
19 |  |  |  | 25 | [7 empty] | 192500 | 1925 | 1975 | 192501 | 192599 | 1 | 99 | 1 | 99 |  | 1 | 9
19 |  |  |  | 26 | [7 empty] | 192600 | 1926 | 1976 | 192601 | 192699 | 1 | 99 | 1 | 99 |  | 1 | 9
19 |  |  |  | 27 | [7 empty] | 192700 | 1927 | 1977 | 192701 | 192799 | 1 | 99 | 1 | 99 |  | 1 | 9
19 |  |  |  | 28 | [7 empty] | 192800 | 1928 | 1978 | 192801 | 192899 | 1 | 99 | 1 | 99 |  | 1 | 9
19 |  |  |  | 29 | [7 empty] | 192900 | 1929 | 1979 | 192901 | 192999 | 1 | 99 | 1 | 99 |  | 1 | 9
19 |  |  |  | 30 | [7 empty] | 193000 | 1930 | 1980 | 193001 | 193099 | 1 | 99 | 1 | 99 |  | 1 | 9
19 |  |  |  | 31 | [7 empty] | 193100 | 1931 | 1981 | 193101 | 193199 | 1 | 99 | 1 | 99 |  | 1 | 9
19 |  |  |  | 32 | [7 empty] | 193200 | 1932 | 1982 | 193201 | 193299 | 1 | 99 | 1 | 99 |  | 1 | 9
19 |  |  |  | 33 | [7 empty] | 193300 | 1933 | 1983 | 193301 | 193399 | 1 | 99 | 1 | 99 |  | 1 | 9
19 |  |  |  | 34 | [7 empty] | 193400 | 1934 | 1984 | 193401 | 193499 | 1 | 99 | 1 | 99 |  | 1 | 9
19 |  |  |  | 35 | [7 empty] | 193500 | 1935 | 1985 | 193501 | 193599 | 1 | 99 | 1 | 99 |  | 1 | 9
19 |  |  |  | 36 | [7 empty] | 193600 | 1936 | 1986 | 193601 | 193699 | 1 | 99 | 1 | 99 |  | 1 | 9
19 |  |  |  | 37 | [7 empty] | 193700 | 1937 | 1987 | 193701 | 193799 | 1 | 99 | 1 | 99 |  | 1 | 9
19 |  |  |  | 38 | [7 empty] | 193800 | 1938 | 1988 | 193801 | 193899 | 1 | 99 | 1 | 99 |  | 1 | 9
19 |  |  |  | 39 | [7 empty] | 193900 | 1939 | 1989 | 193901 | 193999 | 1 | 99 | 1 | 99 |  | 1 | 9
19 |  |  |  | 40 | [7 empty] | 194000 | 1940 | 1990 | 194001 | 194099 | 1 | 99 | 1 | 99 |  | 1 | 9
19 |  |  |  | 41 | [7 empty] | 194100 | 1941 | 1991 | 194101 | 194199 | 1 | 99 | 1 | 99 |  | 1 | 9
19 |  |  |  | 42 | [7 empty] | 194200 | 1942 | 1992 | 194201 | 194299 | 1 | 99 | 1 | 99 |  | 1 | 9
19 |  |  |  | 43 | [7 empty] | 194300 | 1943 | 1993 | 194301 | 194399 | 1 | 99 | 1 | 99 |  | 1 | 9
19 |  |  |  | 44 | [7 empty] | 194400 | 1944 | 1994 | 194401 | 194499 | 1 | 99 | 1 | 99 |  | 1 | 9
19 |  |  |  | 45 | [7 empty] | 194500 | 1945 | 1995 | 194501 | 194599 | 1 | 99 | 1 | 99 |  | 1 | 9
19 |  |  |  | 46 | [7 empty] | 194600 | 1946 | 1996 | 194601 | 194699 | 1 | 99 | 1 | 99 |  | 1 | 9
19 |  |  |  | 47 | [7 empty] | 194700 | 1947 | 1997 | 194701 | 194799 | 1 | 99 | 1 | 99 |  | 1 | 9
19 |  |  |  | 48 | [7 empty] | 194800 | 1948 | 1998 | 194801 | 194899 | 1 | 99 | 1 | 99 |  | 1 | 9
19 |  |  |  | 49 | [7 empty] | 194900 | 1949 | 1999 | 194901 | 194999 | 1 | 99 | 1 | 99 |  | 1 | 9
19 |  |  |  | 50 | [7 empty] | 195000 | 1950 | 2000 | 195001 | 195099 | 1 | 99 | 1 | 99 |  | 1 | 9
19 |  |  |  | 51 | [7 empty] | 195100 | NO FLN's ON THESE CONTROLLERS
19 |  |  |  | 52 | [7 empty] | 195200
19 |  |  |  | 53 | [7 empty] | 195300
19 |  |  |  | 54 | [7 empty] | 195400
19 |  |  |  | 55 | [7 empty] | 195500
19 |  |  |  | 56 | [7 empty] | 195600
19 |  |  |  | 57 | [7 empty] | 195700
19 |  |  |  | 58 | [7 empty] | 195800
19 |  |  |  | 59 | [7 empty] | 195900
19 |  |  |  | 60 | [7 empty] | 196000
19 |  |  |  | 61 | [7 empty] | 196100
19 |  |  |  | 62 | [7 empty] | 196200
19 |  |  |  | 63 | [7 empty] | 196300
19 |  |  |  | 64 | [7 empty] | 196400
19 |  |  |  | 65 | [7 empty] | 196500
19 |  |  |  | 66 | [7 empty] | 196600
19 |  |  |  | 67 | [7 empty] | 196700
19 |  |  |  | 68 | [7 empty] | 196800
19 |  |  |  | 69 | [7 empty] | 196900
19 |  |  |  | 70 | [7 empty] | 197000
19 |  |  |  | 71 | [7 empty] | 197100
19 |  |  |  | 72 | [7 empty] | 197200
19 |  |  |  | 73 | [7 empty] | 197300
19 |  |  |  | 74 | [7 empty] | 197400
19 |  |  |  | 75 | [7 empty] | 197500
19 |  |  |  | 76 | [7 empty] | 197600
19 |  |  |  | 77 | [7 empty] | 197700
19 |  |  |  | 78 | [7 empty] | 197800
19 |  |  |  | 79 | [7 empty] | 197900
19 |  |  |  | 80 | [7 empty] | 198000
19 |  |  |  | 81 | [7 empty] | 198100
19 |  |  |  | 82 | [7 empty] | 198200
19 |  |  |  | 83 | [7 empty] | 198300
19 |  |  |  | 84 | [7 empty] | 198400
19 |  |  |  | 85 | [7 empty] | 198500
19 |  |  |  | 86 | [7 empty] | 198600
19 |  |  |  | 87 | [7 empty] | 198700
19 |  |  |  | 88 | [7 empty] | 198800
19 |  |  |  | 89 | [7 empty] | 198900
19 |  |  |  | 90 | [7 empty] | 199000
19 |  |  |  | 91 | [7 empty] | 199100
19 |  |  |  | 92 | [7 empty] | 199200
19 |  |  |  | 93 | [7 empty] | 199300
19 |  |  |  | 94 | [7 empty] | 199400
19 |  |  |  | 95 | [7 empty] | 199500
19 |  |  |  | 96 | [7 empty] | 199600
19 |  |  |  | 97 | [7 empty] | 199700
19 |  |  |  | 98 | [7 empty] | 199800
19 |  |  |  | 99 | [7 empty] | 199900

## Bldg 20
BUILDING # | Building Name | ALN NAME | SITE NAME | FIELD PANEL NUMBER | SYSTEM NAME | BAC DEV OBJECT NAME | IP ADDRESS | SUBNET MASK | GATEWAY | BBMD? Y or N | BBMD IP Addresses | FIELD PANEL DEVICE INSTANCE # | MSTP FLN-1 NETWORK # | MSTP FLN-2 / MSTP ALN NETWORK # | FIRST FLN DEVICE INSTANCE # | LAST POSSIBLE FLN DEVICE INSTANCE # | FIRST MSTP FLN-1 MAC ADDR | LAST POSSIBLE MSTP FLN-1 MAC ADDR | FIRST MSTP FLN-2 MAC ADDR | LAST MSTP FLN-2 MAC ADDR | OR | FIRST MSTP ALN MAC ADDR | LAST MSTP ALN MAC ADDR
20 |  |  |  | 1 | [7 empty] | 200100 | 2001 | 2051 | 200101 | 200199 | 1 | 99 | 1 | 99 |  | 1 | 9
20 |  |  |  | 2 | [7 empty] | 200200 | 2002 | 2052 | 200201 | 200299 | 1 | 99 | 1 | 99 |  | 1 | 9
20 |  |  |  | 3 | [7 empty] | 200300 | 2003 | 2053 | 200301 | 200399 | 1 | 99 | 1 | 99 |  | 1 | 9
20 |  |  |  | 4 | [7 empty] | 200400 | 2004 | 2054 | 200401 | 200499 | 1 | 99 | 1 | 99 |  | 1 | 9
20 |  |  |  | 5 | [7 empty] | 200500 | 2005 | 2055 | 200501 | 200599 | 1 | 99 | 1 | 99 |  | 1 | 9
20 |  |  |  | 6 | [7 empty] | 200600 | 2006 | 2056 | 200601 | 200699 | 1 | 99 | 1 | 99 |  | 1 | 9
20 |  |  |  | 7 | [7 empty] | 200700 | 2007 | 2057 | 200701 | 200799 | 1 | 99 | 1 | 99 |  | 1 | 9
20 |  |  |  | 8 | [7 empty] | 200800 | 2008 | 2058 | 200801 | 200899 | 1 | 99 | 1 | 99 |  | 1 | 9
20 |  |  |  | 9 | [7 empty] | 200900 | 2009 | 2059 | 200901 | 200999 | 1 | 99 | 1 | 99 |  | 1 | 9
20 |  |  |  | 10 | [7 empty] | 201000 | 2010 | 2060 | 201001 | 201099 | 1 | 99 | 1 | 99 |  | 1 | 9
20 |  |  |  | 11 | [7 empty] | 201100 | 2011 | 2061 | 201101 | 201199 | 1 | 99 | 1 | 99 |  | 1 | 9
20 |  |  |  | 12 | [7 empty] | 201200 | 2012 | 2062 | 201201 | 201299 | 1 | 99 | 1 | 99 |  | 1 | 9
20 |  |  |  | 13 | [7 empty] | 201300 | 2013 | 2063 | 201301 | 201399 | 1 | 99 | 1 | 99 |  | 1 | 9
20 |  |  |  | 14 | [7 empty] | 201400 | 2014 | 2064 | 201401 | 201499 | 1 | 99 | 1 | 99 |  | 1 | 9
20 |  |  |  | 15 | [7 empty] | 201500 | 2015 | 2065 | 201501 | 201599 | 1 | 99 | 1 | 99 |  | 1 | 9
20 |  |  |  | 16 | [7 empty] | 201600 | 2016 | 2066 | 201601 | 201699 | 1 | 99 | 1 | 99 |  | 1 | 9
20 |  |  |  | 17 | [7 empty] | 201700 | 2017 | 2067 | 201701 | 201799 | 1 | 99 | 1 | 99 |  | 1 | 9
20 |  |  |  | 18 | [7 empty] | 201800 | 2018 | 2068 | 201801 | 201899 | 1 | 99 | 1 | 99 |  | 1 | 9
20 |  |  |  | 19 | [7 empty] | 201900 | 2019 | 2069 | 201901 | 201999 | 1 | 99 | 1 | 99 |  | 1 | 9
20 |  |  |  | 20 | [7 empty] | 202000 | 2020 | 2070 | 202001 | 202099 | 1 | 99 | 1 | 99 |  | 1 | 9
20 |  |  |  | 21 | [7 empty] | 202100 | 2021 | 2071 | 202101 | 202199 | 1 | 99 | 1 | 99 |  | 1 | 9
20 |  |  |  | 22 | [7 empty] | 202200 | 2022 | 2072 | 202201 | 202299 | 1 | 99 | 1 | 99 |  | 1 | 9
20 |  |  |  | 23 | [7 empty] | 202300 | 2023 | 2073 | 202301 | 202399 | 1 | 99 | 1 | 99 |  | 1 | 9
20 |  |  |  | 24 | [7 empty] | 202400 | 2024 | 2074 | 202401 | 202499 | 1 | 99 | 1 | 99 |  | 1 | 9
20 |  |  |  | 25 | [7 empty] | 202500 | 2025 | 2075 | 202501 | 202599 | 1 | 99 | 1 | 99 |  | 1 | 9
20 |  |  |  | 26 | [7 empty] | 202600 | 2026 | 2076 | 202601 | 202699 | 1 | 99 | 1 | 99 |  | 1 | 9
20 |  |  |  | 27 | [7 empty] | 202700 | 2027 | 2077 | 202701 | 202799 | 1 | 99 | 1 | 99 |  | 1 | 9
20 |  |  |  | 28 | [7 empty] | 202800 | 2028 | 2078 | 202801 | 202899 | 1 | 99 | 1 | 99 |  | 1 | 9
20 |  |  |  | 29 | [7 empty] | 202900 | 2029 | 2079 | 202901 | 202999 | 1 | 99 | 1 | 99 |  | 1 | 9
20 |  |  |  | 30 | [7 empty] | 203000 | 2030 | 2080 | 203001 | 203099 | 1 | 99 | 1 | 99 |  | 1 | 9
20 |  |  |  | 31 | [7 empty] | 203100 | 2031 | 2081 | 203101 | 203199 | 1 | 99 | 1 | 99 |  | 1 | 9
20 |  |  |  | 32 | [7 empty] | 203200 | 2032 | 2082 | 203201 | 203299 | 1 | 99 | 1 | 99 |  | 1 | 9
20 |  |  |  | 33 | [7 empty] | 203300 | 2033 | 2083 | 203301 | 203399 | 1 | 99 | 1 | 99 |  | 1 | 9
20 |  |  |  | 34 | [7 empty] | 203400 | 2034 | 2084 | 203401 | 203499 | 1 | 99 | 1 | 99 |  | 1 | 9
20 |  |  |  | 35 | [7 empty] | 203500 | 2035 | 2085 | 203501 | 203599 | 1 | 99 | 1 | 99 |  | 1 | 9
20 |  |  |  | 36 | [7 empty] | 203600 | 2036 | 2086 | 203601 | 203699 | 1 | 99 | 1 | 99 |  | 1 | 9
20 |  |  |  | 37 | [7 empty] | 203700 | 2037 | 2087 | 203701 | 203799 | 1 | 99 | 1 | 99 |  | 1 | 9
20 |  |  |  | 38 | [7 empty] | 203800 | 2038 | 2088 | 203801 | 203899 | 1 | 99 | 1 | 99 |  | 1 | 9
20 |  |  |  | 39 | [7 empty] | 203900 | 2039 | 2089 | 203901 | 203999 | 1 | 99 | 1 | 99 |  | 1 | 9
20 |  |  |  | 40 | [7 empty] | 204000 | 2040 | 2090 | 204001 | 204099 | 1 | 99 | 1 | 99 |  | 1 | 9
20 |  |  |  | 41 | [7 empty] | 204100 | 2041 | 2091 | 204101 | 204199 | 1 | 99 | 1 | 99 |  | 1 | 9
20 |  |  |  | 42 | [7 empty] | 204200 | 2042 | 2092 | 204201 | 204299 | 1 | 99 | 1 | 99 |  | 1 | 9
20 |  |  |  | 43 | [7 empty] | 204300 | 2043 | 2093 | 204301 | 204399 | 1 | 99 | 1 | 99 |  | 1 | 9
20 |  |  |  | 44 | [7 empty] | 204400 | 2044 | 2094 | 204401 | 204499 | 1 | 99 | 1 | 99 |  | 1 | 9
20 |  |  |  | 45 | [7 empty] | 204500 | 2045 | 2095 | 204501 | 204599 | 1 | 99 | 1 | 99 |  | 1 | 9
20 |  |  |  | 46 | [7 empty] | 204600 | 2046 | 2096 | 204601 | 204699 | 1 | 99 | 1 | 99 |  | 1 | 9
20 |  |  |  | 47 | [7 empty] | 204700 | 2047 | 2097 | 204701 | 204799 | 1 | 99 | 1 | 99 |  | 1 | 9
20 |  |  |  | 48 | [7 empty] | 204800 | 2048 | 2098 | 204801 | 204899 | 1 | 99 | 1 | 99 |  | 1 | 9
20 |  |  |  | 49 | [7 empty] | 204900 | 2049 | 2099 | 204901 | 204999 | 1 | 99 | 1 | 99 |  | 1 | 9
20 |  |  |  | 50 | [7 empty] | 205000 | 2050 | 2100 | 205001 | 205099 | 1 | 99 | 1 | 99 |  | 1 | 9
20 |  |  |  | 51 | [7 empty] | 205100 | NO FLN's ON THESE CONTROLLERS
20 |  |  |  | 52 | [7 empty] | 205200
20 |  |  |  | 53 | [7 empty] | 205300
20 |  |  |  | 54 | [7 empty] | 205400
20 |  |  |  | 55 | [7 empty] | 205500
20 |  |  |  | 56 | [7 empty] | 205600
20 |  |  |  | 57 | [7 empty] | 205700
20 |  |  |  | 58 | [7 empty] | 205800
20 |  |  |  | 59 | [7 empty] | 205900
20 |  |  |  | 60 | [7 empty] | 206000
20 |  |  |  | 61 | [7 empty] | 206100
20 |  |  |  | 62 | [7 empty] | 206200
20 |  |  |  | 63 | [7 empty] | 206300
20 |  |  |  | 64 | [7 empty] | 206400
20 |  |  |  | 65 | [7 empty] | 206500
20 |  |  |  | 66 | [7 empty] | 206600
20 |  |  |  | 67 | [7 empty] | 206700
20 |  |  |  | 68 | [7 empty] | 206800
20 |  |  |  | 69 | [7 empty] | 206900
20 |  |  |  | 70 | [7 empty] | 207000
20 |  |  |  | 71 | [7 empty] | 207100
20 |  |  |  | 72 | [7 empty] | 207200
20 |  |  |  | 73 | [7 empty] | 207300
20 |  |  |  | 74 | [7 empty] | 207400
20 |  |  |  | 75 | [7 empty] | 207500
20 |  |  |  | 76 | [7 empty] | 207600
20 |  |  |  | 77 | [7 empty] | 207700
20 |  |  |  | 78 | [7 empty] | 207800
20 |  |  |  | 79 | [7 empty] | 207900
20 |  |  |  | 80 | [7 empty] | 208000
20 |  |  |  | 81 | [7 empty] | 208100
20 |  |  |  | 82 | [7 empty] | 208200
20 |  |  |  | 83 | [7 empty] | 208300
20 |  |  |  | 84 | [7 empty] | 208400
20 |  |  |  | 85 | [7 empty] | 208500
20 |  |  |  | 86 | [7 empty] | 208600
20 |  |  |  | 87 | [7 empty] | 208700
20 |  |  |  | 88 | [7 empty] | 208800
20 |  |  |  | 89 | [7 empty] | 208900
20 |  |  |  | 90 | [7 empty] | 209000
20 |  |  |  | 91 | [7 empty] | 209100
20 |  |  |  | 92 | [7 empty] | 209200
20 |  |  |  | 93 | [7 empty] | 209300
20 |  |  |  | 94 | [7 empty] | 209400
20 |  |  |  | 95 | [7 empty] | 209500
20 |  |  |  | 96 | [7 empty] | 209600
20 |  |  |  | 97 | [7 empty] | 209700
20 |  |  |  | 98 | [7 empty] | 209800
20 |  |  |  | 99 | [7 empty] | 209900

## Bldg 21
BUILDING # | Building Name | ALN NAME | SITE NAME | FIELD PANEL NUMBER | SYSTEM NAME | BAC DEV OBJECT NAME | IP ADDRESS | SUBNET MASK | GATEWAY | BBMD? Y or N | BBMD IP Addresses | FIELD PANEL DEVICE INSTANCE # | MSTP FLN-1 NETWORK # | MSTP FLN-2 / MSTP ALN NETWORK # | FIRST FLN DEVICE INSTANCE # | LAST POSSIBLE FLN DEVICE INSTANCE # | FIRST MSTP FLN-1 MAC ADDR | LAST POSSIBLE MSTP FLN-1 MAC ADDR | FIRST MSTP FLN-2 MAC ADDR | LAST MSTP FLN-2 MAC ADDR | OR | FIRST MSTP ALN MAC ADDR | LAST MSTP ALN MAC ADDR
21 |  |  |  | 1 | [7 empty] | 210100 | 2101 | 2151 | 210101 | 210199 | 1 | 99 | 1 | 99 |  | 1 | 9
21 |  |  |  | 2 | [7 empty] | 210200 | 2102 | 2152 | 210201 | 210299 | 1 | 99 | 1 | 99 |  | 1 | 9
21 |  |  |  | 3 | [7 empty] | 210300 | 2103 | 2153 | 210301 | 210399 | 1 | 99 | 1 | 99 |  | 1 | 9
21 |  |  |  | 4 | [7 empty] | 210400 | 2104 | 2154 | 210401 | 210499 | 1 | 99 | 1 | 99 |  | 1 | 9
21 |  |  |  | 5 | [7 empty] | 210500 | 2105 | 2155 | 210501 | 210599 | 1 | 99 | 1 | 99 |  | 1 | 9
21 |  |  |  | 6 | [7 empty] | 210600 | 2106 | 2156 | 210601 | 210699 | 1 | 99 | 1 | 99 |  | 1 | 9
21 |  |  |  | 7 | [7 empty] | 210700 | 2107 | 2157 | 210701 | 210799 | 1 | 99 | 1 | 99 |  | 1 | 9
21 |  |  |  | 8 | [7 empty] | 210800 | 2108 | 2158 | 210801 | 210899 | 1 | 99 | 1 | 99 |  | 1 | 9
21 |  |  |  | 9 | [7 empty] | 210900 | 2109 | 2159 | 210901 | 210999 | 1 | 99 | 1 | 99 |  | 1 | 9
21 |  |  |  | 10 | [7 empty] | 211000 | 2110 | 2160 | 211001 | 211099 | 1 | 99 | 1 | 99 |  | 1 | 9
21 |  |  |  | 11 | [7 empty] | 211100 | 2111 | 2161 | 211101 | 211199 | 1 | 99 | 1 | 99 |  | 1 | 9
21 |  |  |  | 12 | [7 empty] | 211200 | 2112 | 2162 | 211201 | 211299 | 1 | 99 | 1 | 99 |  | 1 | 9
21 |  |  |  | 13 | [7 empty] | 211300 | 2113 | 2163 | 211301 | 211399 | 1 | 99 | 1 | 99 |  | 1 | 9
21 |  |  |  | 14 | [7 empty] | 211400 | 2114 | 2164 | 211401 | 211499 | 1 | 99 | 1 | 99 |  | 1 | 9
21 |  |  |  | 15 | [7 empty] | 211500 | 2115 | 2165 | 211501 | 211599 | 1 | 99 | 1 | 99 |  | 1 | 9
21 |  |  |  | 16 | [7 empty] | 211600 | 2116 | 2166 | 211601 | 211699 | 1 | 99 | 1 | 99 |  | 1 | 9
21 |  |  |  | 17 | [7 empty] | 211700 | 2117 | 2167 | 211701 | 211799 | 1 | 99 | 1 | 99 |  | 1 | 9
21 |  |  |  | 18 | [7 empty] | 211800 | 2118 | 2168 | 211801 | 211899 | 1 | 99 | 1 | 99 |  | 1 | 9
21 |  |  |  | 19 | [7 empty] | 211900 | 2119 | 2169 | 211901 | 211999 | 1 | 99 | 1 | 99 |  | 1 | 9
21 |  |  |  | 20 | [7 empty] | 212000 | 2120 | 2170 | 212001 | 212099 | 1 | 99 | 1 | 99 |  | 1 | 9
21 |  |  |  | 21 | [7 empty] | 212100 | 2121 | 2171 | 212101 | 212199 | 1 | 99 | 1 | 99 |  | 1 | 9
21 |  |  |  | 22 | [7 empty] | 212200 | 2122 | 2172 | 212201 | 212299 | 1 | 99 | 1 | 99 |  | 1 | 9
21 |  |  |  | 23 | [7 empty] | 212300 | 2123 | 2173 | 212301 | 212399 | 1 | 99 | 1 | 99 |  | 1 | 9
21 |  |  |  | 24 | [7 empty] | 212400 | 2124 | 2174 | 212401 | 212499 | 1 | 99 | 1 | 99 |  | 1 | 9
21 |  |  |  | 25 | [7 empty] | 212500 | 2125 | 2175 | 212501 | 212599 | 1 | 99 | 1 | 99 |  | 1 | 9
21 |  |  |  | 26 | [7 empty] | 212600 | 2126 | 2176 | 212601 | 212699 | 1 | 99 | 1 | 99 |  | 1 | 9
21 |  |  |  | 27 | [7 empty] | 212700 | 2127 | 2177 | 212701 | 212799 | 1 | 99 | 1 | 99 |  | 1 | 9
21 |  |  |  | 28 | [7 empty] | 212800 | 2128 | 2178 | 212801 | 212899 | 1 | 99 | 1 | 99 |  | 1 | 9
21 |  |  |  | 29 | [7 empty] | 212900 | 2129 | 2179 | 212901 | 212999 | 1 | 99 | 1 | 99 |  | 1 | 9
21 |  |  |  | 30 | [7 empty] | 213000 | 2130 | 2180 | 213001 | 213099 | 1 | 99 | 1 | 99 |  | 1 | 9
21 |  |  |  | 31 | [7 empty] | 213100 | 2131 | 2181 | 213101 | 213199 | 1 | 99 | 1 | 99 |  | 1 | 9
21 |  |  |  | 32 | [7 empty] | 213200 | 2132 | 2182 | 213201 | 213299 | 1 | 99 | 1 | 99 |  | 1 | 9
21 |  |  |  | 33 | [7 empty] | 213300 | 2133 | 2183 | 213301 | 213399 | 1 | 99 | 1 | 99 |  | 1 | 9
21 |  |  |  | 34 | [7 empty] | 213400 | 2134 | 2184 | 213401 | 213499 | 1 | 99 | 1 | 99 |  | 1 | 9
21 |  |  |  | 35 | [7 empty] | 213500 | 2135 | 2185 | 213501 | 213599 | 1 | 99 | 1 | 99 |  | 1 | 9
21 |  |  |  | 36 | [7 empty] | 213600 | 2136 | 2186 | 213601 | 213699 | 1 | 99 | 1 | 99 |  | 1 | 9
21 |  |  |  | 37 | [7 empty] | 213700 | 2137 | 2187 | 213701 | 213799 | 1 | 99 | 1 | 99 |  | 1 | 9
21 |  |  |  | 38 | [7 empty] | 213800 | 2138 | 2188 | 213801 | 213899 | 1 | 99 | 1 | 99 |  | 1 | 9
21 |  |  |  | 39 | [7 empty] | 213900 | 2139 | 2189 | 213901 | 213999 | 1 | 99 | 1 | 99 |  | 1 | 9
21 |  |  |  | 40 | [7 empty] | 214000 | 2140 | 2190 | 214001 | 214099 | 1 | 99 | 1 | 99 |  | 1 | 9
21 |  |  |  | 41 | [7 empty] | 214100 | 2141 | 2191 | 214101 | 214199 | 1 | 99 | 1 | 99 |  | 1 | 9
21 |  |  |  | 42 | [7 empty] | 214200 | 2142 | 2192 | 214201 | 214299 | 1 | 99 | 1 | 99 |  | 1 | 9
21 |  |  |  | 43 | [7 empty] | 214300 | 2143 | 2193 | 214301 | 214399 | 1 | 99 | 1 | 99 |  | 1 | 9
21 |  |  |  | 44 | [7 empty] | 214400 | 2144 | 2194 | 214401 | 214499 | 1 | 99 | 1 | 99 |  | 1 | 9
21 |  |  |  | 45 | [7 empty] | 214500 | 2145 | 2195 | 214501 | 214599 | 1 | 99 | 1 | 99 |  | 1 | 9
21 |  |  |  | 46 | [7 empty] | 214600 | 2146 | 2196 | 214601 | 214699 | 1 | 99 | 1 | 99 |  | 1 | 9
21 |  |  |  | 47 | [7 empty] | 214700 | 2147 | 2197 | 214701 | 214799 | 1 | 99 | 1 | 99 |  | 1 | 9
21 |  |  |  | 48 | [7 empty] | 214800 | 2148 | 2198 | 214801 | 214899 | 1 | 99 | 1 | 99 |  | 1 | 9
21 |  |  |  | 49 | [7 empty] | 214900 | 2149 | 2199 | 214901 | 214999 | 1 | 99 | 1 | 99 |  | 1 | 9
21 |  |  |  | 50 | [7 empty] | 215000 | 2150 | 2200 | 215001 | 215099 | 1 | 99 | 1 | 99 |  | 1 | 9
21 |  |  |  | 51 | [7 empty] | 215100 | NO FLN's ON THESE CONTROLLERS
21 |  |  |  | 52 | [7 empty] | 215200
21 |  |  |  | 53 | [7 empty] | 215300
21 |  |  |  | 54 | [7 empty] | 215400
21 |  |  |  | 55 | [7 empty] | 215500
21 |  |  |  | 56 | [7 empty] | 215600
21 |  |  |  | 57 | [7 empty] | 215700
21 |  |  |  | 58 | [7 empty] | 215800
21 |  |  |  | 59 | [7 empty] | 215900
21 |  |  |  | 60 | [7 empty] | 216000
21 |  |  |  | 61 | [7 empty] | 216100
21 |  |  |  | 62 | [7 empty] | 216200
21 |  |  |  | 63 | [7 empty] | 216300
21 |  |  |  | 64 | [7 empty] | 216400
21 |  |  |  | 65 | [7 empty] | 216500
21 |  |  |  | 66 | [7 empty] | 216600
21 |  |  |  | 67 | [7 empty] | 216700
21 |  |  |  | 68 | [7 empty] | 216800
21 |  |  |  | 69 | [7 empty] | 216900
21 |  |  |  | 70 | [7 empty] | 217000
21 |  |  |  | 71 | [7 empty] | 217100
21 |  |  |  | 72 | [7 empty] | 217200
21 |  |  |  | 73 | [7 empty] | 217300
21 |  |  |  | 74 | [7 empty] | 217400
21 |  |  |  | 75 | [7 empty] | 217500
21 |  |  |  | 76 | [7 empty] | 217600
21 |  |  |  | 77 | [7 empty] | 217700
21 |  |  |  | 78 | [7 empty] | 217800
21 |  |  |  | 79 | [7 empty] | 217900
21 |  |  |  | 80 | [7 empty] | 218000
21 |  |  |  | 81 | [7 empty] | 218100
21 |  |  |  | 82 | [7 empty] | 218200
21 |  |  |  | 83 | [7 empty] | 218300
21 |  |  |  | 84 | [7 empty] | 218400
21 |  |  |  | 85 | [7 empty] | 218500
21 |  |  |  | 86 | [7 empty] | 218600
21 |  |  |  | 87 | [7 empty] | 218700
21 |  |  |  | 88 | [7 empty] | 218800
21 |  |  |  | 89 | [7 empty] | 218900
21 |  |  |  | 90 | [7 empty] | 219000
21 |  |  |  | 91 | [7 empty] | 219100
21 |  |  |  | 92 | [7 empty] | 219200
21 |  |  |  | 93 | [7 empty] | 219300
21 |  |  |  | 94 | [7 empty] | 219400
21 |  |  |  | 95 | [7 empty] | 219500
21 |  |  |  | 96 | [7 empty] | 219600
21 |  |  |  | 97 | [7 empty] | 219700
21 |  |  |  | 98 | [7 empty] | 219800
21 |  |  |  | 99 | [7 empty] | 219900

## Bldg 22
BUILDING # | Building Name | ALN NAME | SITE NAME | FIELD PANEL NUMBER | SYSTEM NAME | BAC DEV OBJECT NAME | IP ADDRESS | SUBNET MASK | GATEWAY | BBMD? Y or N | BBMD IP Addresses | FIELD PANEL DEVICE INSTANCE # | MSTP FLN-1 NETWORK # | MSTP FLN-2 / MSTP ALN NETWORK # | FIRST FLN DEVICE INSTANCE # | LAST POSSIBLE FLN DEVICE INSTANCE # | FIRST MSTP FLN-1 MAC ADDR | LAST POSSIBLE MSTP FLN-1 MAC ADDR | FIRST MSTP FLN-2 MAC ADDR | LAST MSTP FLN-2 MAC ADDR | OR | FIRST MSTP ALN MAC ADDR | LAST MSTP ALN MAC ADDR
22 |  |  |  | 1 | [7 empty] | 220100 | 2201 | 2251 | 220101 | 220199 | 1 | 99 | 1 | 99 |  | 1 | 9
22 |  |  |  | 2 | [7 empty] | 220200 | 2202 | 2252 | 220201 | 220299 | 1 | 99 | 1 | 99 |  | 1 | 9
22 |  |  |  | 3 | [7 empty] | 220300 | 2203 | 2253 | 220301 | 220399 | 1 | 99 | 1 | 99 |  | 1 | 9
22 |  |  |  | 4 | [7 empty] | 220400 | 2204 | 2254 | 220401 | 220499 | 1 | 99 | 1 | 99 |  | 1 | 9
22 |  |  |  | 5 | [7 empty] | 220500 | 2205 | 2255 | 220501 | 220599 | 1 | 99 | 1 | 99 |  | 1 | 9
22 |  |  |  | 6 | [7 empty] | 220600 | 2206 | 2256 | 220601 | 220699 | 1 | 99 | 1 | 99 |  | 1 | 9
22 |  |  |  | 7 | [7 empty] | 220700 | 2207 | 2257 | 220701 | 220799 | 1 | 99 | 1 | 99 |  | 1 | 9
22 |  |  |  | 8 | [7 empty] | 220800 | 2208 | 2258 | 220801 | 220899 | 1 | 99 | 1 | 99 |  | 1 | 9
22 |  |  |  | 9 | [7 empty] | 220900 | 2209 | 2259 | 220901 | 220999 | 1 | 99 | 1 | 99 |  | 1 | 9
22 |  |  |  | 10 | [7 empty] | 221000 | 2210 | 2260 | 221001 | 221099 | 1 | 99 | 1 | 99 |  | 1 | 9
22 |  |  |  | 11 | [7 empty] | 221100 | 2211 | 2261 | 221101 | 221199 | 1 | 99 | 1 | 99 |  | 1 | 9
22 |  |  |  | 12 | [7 empty] | 221200 | 2212 | 2262 | 221201 | 221299 | 1 | 99 | 1 | 99 |  | 1 | 9
22 |  |  |  | 13 | [7 empty] | 221300 | 2213 | 2263 | 221301 | 221399 | 1 | 99 | 1 | 99 |  | 1 | 9
22 |  |  |  | 14 | [7 empty] | 221400 | 2214 | 2264 | 221401 | 221499 | 1 | 99 | 1 | 99 |  | 1 | 9
22 |  |  |  | 15 | [7 empty] | 221500 | 2215 | 2265 | 221501 | 221599 | 1 | 99 | 1 | 99 |  | 1 | 9
22 |  |  |  | 16 | [7 empty] | 221600 | 2216 | 2266 | 221601 | 221699 | 1 | 99 | 1 | 99 |  | 1 | 9
22 |  |  |  | 17 | [7 empty] | 221700 | 2217 | 2267 | 221701 | 221799 | 1 | 99 | 1 | 99 |  | 1 | 9
22 |  |  |  | 18 | [7 empty] | 221800 | 2218 | 2268 | 221801 | 221899 | 1 | 99 | 1 | 99 |  | 1 | 9
22 |  |  |  | 19 | [7 empty] | 221900 | 2219 | 2269 | 221901 | 221999 | 1 | 99 | 1 | 99 |  | 1 | 9
22 |  |  |  | 20 | [7 empty] | 222000 | 2220 | 2270 | 222001 | 222099 | 1 | 99 | 1 | 99 |  | 1 | 9
22 |  |  |  | 21 | [7 empty] | 222100 | 2221 | 2271 | 222101 | 222199 | 1 | 99 | 1 | 99 |  | 1 | 9
22 |  |  |  | 22 | [7 empty] | 222200 | 2222 | 2272 | 222201 | 222299 | 1 | 99 | 1 | 99 |  | 1 | 9
22 |  |  |  | 23 | [7 empty] | 222300 | 2223 | 2273 | 222301 | 222399 | 1 | 99 | 1 | 99 |  | 1 | 9
22 |  |  |  | 24 | [7 empty] | 222400 | 2224 | 2274 | 222401 | 222499 | 1 | 99 | 1 | 99 |  | 1 | 9
22 |  |  |  | 25 | [7 empty] | 222500 | 2225 | 2275 | 222501 | 222599 | 1 | 99 | 1 | 99 |  | 1 | 9
22 |  |  |  | 26 | [7 empty] | 222600 | 2226 | 2276 | 222601 | 222699 | 1 | 99 | 1 | 99 |  | 1 | 9
22 |  |  |  | 27 | [7 empty] | 222700 | 2227 | 2277 | 222701 | 222799 | 1 | 99 | 1 | 99 |  | 1 | 9
22 |  |  |  | 28 | [7 empty] | 222800 | 2228 | 2278 | 222801 | 222899 | 1 | 99 | 1 | 99 |  | 1 | 9
22 |  |  |  | 29 | [7 empty] | 222900 | 2229 | 2279 | 222901 | 222999 | 1 | 99 | 1 | 99 |  | 1 | 9
22 |  |  |  | 30 | [7 empty] | 223000 | 2230 | 2280 | 223001 | 223099 | 1 | 99 | 1 | 99 |  | 1 | 9
22 |  |  |  | 31 | [7 empty] | 223100 | 2231 | 2281 | 223101 | 223199 | 1 | 99 | 1 | 99 |  | 1 | 9
22 |  |  |  | 32 | [7 empty] | 223200 | 2232 | 2282 | 223201 | 223299 | 1 | 99 | 1 | 99 |  | 1 | 9
22 |  |  |  | 33 | [7 empty] | 223300 | 2233 | 2283 | 223301 | 223399 | 1 | 99 | 1 | 99 |  | 1 | 9
22 |  |  |  | 34 | [7 empty] | 223400 | 2234 | 2284 | 223401 | 223499 | 1 | 99 | 1 | 99 |  | 1 | 9
22 |  |  |  | 35 | [7 empty] | 223500 | 2235 | 2285 | 223501 | 223599 | 1 | 99 | 1 | 99 |  | 1 | 9
22 |  |  |  | 36 | [7 empty] | 223600 | 2236 | 2286 | 223601 | 223699 | 1 | 99 | 1 | 99 |  | 1 | 9
22 |  |  |  | 37 | [7 empty] | 223700 | 2237 | 2287 | 223701 | 223799 | 1 | 99 | 1 | 99 |  | 1 | 9
22 |  |  |  | 38 | [7 empty] | 223800 | 2238 | 2288 | 223801 | 223899 | 1 | 99 | 1 | 99 |  | 1 | 9
22 |  |  |  | 39 | [7 empty] | 223900 | 2239 | 2289 | 223901 | 223999 | 1 | 99 | 1 | 99 |  | 1 | 9
22 |  |  |  | 40 | [7 empty] | 224000 | 2240 | 2290 | 224001 | 224099 | 1 | 99 | 1 | 99 |  | 1 | 9
22 |  |  |  | 41 | [7 empty] | 224100 | 2241 | 2291 | 224101 | 224199 | 1 | 99 | 1 | 99 |  | 1 | 9
22 |  |  |  | 42 | [7 empty] | 224200 | 2242 | 2292 | 224201 | 224299 | 1 | 99 | 1 | 99 |  | 1 | 9
22 |  |  |  | 43 | [7 empty] | 224300 | 2243 | 2293 | 224301 | 224399 | 1 | 99 | 1 | 99 |  | 1 | 9
22 |  |  |  | 44 | [7 empty] | 224400 | 2244 | 2294 | 224401 | 224499 | 1 | 99 | 1 | 99 |  | 1 | 9
22 |  |  |  | 45 | [7 empty] | 224500 | 2245 | 2295 | 224501 | 224599 | 1 | 99 | 1 | 99 |  | 1 | 9
22 |  |  |  | 46 | [7 empty] | 224600 | 2246 | 2296 | 224601 | 224699 | 1 | 99 | 1 | 99 |  | 1 | 9
22 |  |  |  | 47 | [7 empty] | 224700 | 2247 | 2297 | 224701 | 224799 | 1 | 99 | 1 | 99 |  | 1 | 9
22 |  |  |  | 48 | [7 empty] | 224800 | 2248 | 2298 | 224801 | 224899 | 1 | 99 | 1 | 99 |  | 1 | 9
22 |  |  |  | 49 | [7 empty] | 224900 | 2249 | 2299 | 224901 | 224999 | 1 | 99 | 1 | 99 |  | 1 | 9
22 |  |  |  | 50 | [7 empty] | 225000 | 2250 | 2300 | 225001 | 225099 | 1 | 99 | 1 | 99 |  | 1 | 9
22 |  |  |  | 51 | [7 empty] | 225100 | NO FLN's ON THESE CONTROLLERS
22 |  |  |  | 52 | [7 empty] | 225200
22 |  |  |  | 53 | [7 empty] | 225300
22 |  |  |  | 54 | [7 empty] | 225400
22 |  |  |  | 55 | [7 empty] | 225500
22 |  |  |  | 56 | [7 empty] | 225600
22 |  |  |  | 57 | [7 empty] | 225700
22 |  |  |  | 58 | [7 empty] | 225800
22 |  |  |  | 59 | [7 empty] | 225900
22 |  |  |  | 60 | [7 empty] | 226000
22 |  |  |  | 61 | [7 empty] | 226100
22 |  |  |  | 62 | [7 empty] | 226200
22 |  |  |  | 63 | [7 empty] | 226300
22 |  |  |  | 64 | [7 empty] | 226400
22 |  |  |  | 65 | [7 empty] | 226500
22 |  |  |  | 66 | [7 empty] | 226600
22 |  |  |  | 67 | [7 empty] | 226700
22 |  |  |  | 68 | [7 empty] | 226800
22 |  |  |  | 69 | [7 empty] | 226900
22 |  |  |  | 70 | [7 empty] | 227000
22 |  |  |  | 71 | [7 empty] | 227100
22 |  |  |  | 72 | [7 empty] | 227200
22 |  |  |  | 73 | [7 empty] | 227300
22 |  |  |  | 74 | [7 empty] | 227400
22 |  |  |  | 75 | [7 empty] | 227500
22 |  |  |  | 76 | [7 empty] | 227600
22 |  |  |  | 77 | [7 empty] | 227700
22 |  |  |  | 78 | [7 empty] | 227800
22 |  |  |  | 79 | [7 empty] | 227900
22 |  |  |  | 80 | [7 empty] | 228000
22 |  |  |  | 81 | [7 empty] | 228100
22 |  |  |  | 82 | [7 empty] | 228200
22 |  |  |  | 83 | [7 empty] | 228300
22 |  |  |  | 84 | [7 empty] | 228400
22 |  |  |  | 85 | [7 empty] | 228500
22 |  |  |  | 86 | [7 empty] | 228600
22 |  |  |  | 87 | [7 empty] | 228700
22 |  |  |  | 88 | [7 empty] | 228800
22 |  |  |  | 89 | [7 empty] | 228900
22 |  |  |  | 90 | [7 empty] | 229000
22 |  |  |  | 91 | [7 empty] | 229100
22 |  |  |  | 92 | [7 empty] | 229200
22 |  |  |  | 93 | [7 empty] | 229300
22 |  |  |  | 94 | [7 empty] | 229400
22 |  |  |  | 95 | [7 empty] | 229500
22 |  |  |  | 96 | [7 empty] | 229600
22 |  |  |  | 97 | [7 empty] | 229700
22 |  |  |  | 98 | [7 empty] | 229800
22 |  |  |  | 99 | [7 empty] | 229900

## Bldg 23
BUILDING # | Building Name | ALN NAME | SITE NAME | FIELD PANEL NUMBER | SYSTEM NAME | BAC DEV OBJECT NAME | IP ADDRESS | SUBNET MASK | GATEWAY | BBMD? Y or N | BBMD IP Addresses | FIELD PANEL DEVICE INSTANCE # | MSTP FLN-1 NETWORK # | MSTP FLN-2 / MSTP ALN NETWORK # | FIRST FLN DEVICE INSTANCE # | LAST POSSIBLE FLN DEVICE INSTANCE # | FIRST MSTP FLN-1 MAC ADDR | LAST POSSIBLE MSTP FLN-1 MAC ADDR | FIRST MSTP FLN-2 MAC ADDR | LAST MSTP FLN-2 MAC ADDR | OR | FIRST MSTP ALN MAC ADDR | LAST MSTP ALN MAC ADDR
23 |  |  |  | 1 | [7 empty] | 230100 | 2301 | 2351 | 230101 | 230199 | 1 | 99 | 1 | 99 |  | 1 | 9
23 |  |  |  | 2 | [7 empty] | 230200 | 2302 | 2352 | 230201 | 230299 | 1 | 99 | 1 | 99 |  | 1 | 9
23 |  |  |  | 3 | [7 empty] | 230300 | 2303 | 2353 | 230301 | 230399 | 1 | 99 | 1 | 99 |  | 1 | 9
23 |  |  |  | 4 | [7 empty] | 230400 | 2304 | 2354 | 230401 | 230499 | 1 | 99 | 1 | 99 |  | 1 | 9
23 |  |  |  | 5 | [7 empty] | 230500 | 2305 | 2355 | 230501 | 230599 | 1 | 99 | 1 | 99 |  | 1 | 9
23 |  |  |  | 6 | [7 empty] | 230600 | 2306 | 2356 | 230601 | 230699 | 1 | 99 | 1 | 99 |  | 1 | 9
23 |  |  |  | 7 | [7 empty] | 230700 | 2307 | 2357 | 230701 | 230799 | 1 | 99 | 1 | 99 |  | 1 | 9
23 |  |  |  | 8 | [7 empty] | 230800 | 2308 | 2358 | 230801 | 230899 | 1 | 99 | 1 | 99 |  | 1 | 9
23 |  |  |  | 9 | [7 empty] | 230900 | 2309 | 2359 | 230901 | 230999 | 1 | 99 | 1 | 99 |  | 1 | 9
23 |  |  |  | 10 | [7 empty] | 231000 | 2310 | 2360 | 231001 | 231099 | 1 | 99 | 1 | 99 |  | 1 | 9
23 |  |  |  | 11 | [7 empty] | 231100 | 2311 | 2361 | 231101 | 231199 | 1 | 99 | 1 | 99 |  | 1 | 9
23 |  |  |  | 12 | [7 empty] | 231200 | 2312 | 2362 | 231201 | 231299 | 1 | 99 | 1 | 99 |  | 1 | 9
23 |  |  |  | 13 | [7 empty] | 231300 | 2313 | 2363 | 231301 | 231399 | 1 | 99 | 1 | 99 |  | 1 | 9
23 |  |  |  | 14 | [7 empty] | 231400 | 2314 | 2364 | 231401 | 231499 | 1 | 99 | 1 | 99 |  | 1 | 9
23 |  |  |  | 15 | [7 empty] | 231500 | 2315 | 2365 | 231501 | 231599 | 1 | 99 | 1 | 99 |  | 1 | 9
23 |  |  |  | 16 | [7 empty] | 231600 | 2316 | 2366 | 231601 | 231699 | 1 | 99 | 1 | 99 |  | 1 | 9
23 |  |  |  | 17 | [7 empty] | 231700 | 2317 | 2367 | 231701 | 231799 | 1 | 99 | 1 | 99 |  | 1 | 9
23 |  |  |  | 18 | [7 empty] | 231800 | 2318 | 2368 | 231801 | 231899 | 1 | 99 | 1 | 99 |  | 1 | 9
23 |  |  |  | 19 | [7 empty] | 231900 | 2319 | 2369 | 231901 | 231999 | 1 | 99 | 1 | 99 |  | 1 | 9
23 |  |  |  | 20 | [7 empty] | 232000 | 2320 | 2370 | 232001 | 232099 | 1 | 99 | 1 | 99 |  | 1 | 9
23 |  |  |  | 21 | [7 empty] | 232100 | 2321 | 2371 | 232101 | 232199 | 1 | 99 | 1 | 99 |  | 1 | 9
23 |  |  |  | 22 | [7 empty] | 232200 | 2322 | 2372 | 232201 | 232299 | 1 | 99 | 1 | 99 |  | 1 | 9
23 |  |  |  | 23 | [7 empty] | 232300 | 2323 | 2373 | 232301 | 232399 | 1 | 99 | 1 | 99 |  | 1 | 9
23 |  |  |  | 24 | [7 empty] | 232400 | 2324 | 2374 | 232401 | 232499 | 1 | 99 | 1 | 99 |  | 1 | 9
23 |  |  |  | 25 | [7 empty] | 232500 | 2325 | 2375 | 232501 | 232599 | 1 | 99 | 1 | 99 |  | 1 | 9
23 |  |  |  | 26 | [7 empty] | 232600 | 2326 | 2376 | 232601 | 232699 | 1 | 99 | 1 | 99 |  | 1 | 9
23 |  |  |  | 27 | [7 empty] | 232700 | 2327 | 2377 | 232701 | 232799 | 1 | 99 | 1 | 99 |  | 1 | 9
23 |  |  |  | 28 | [7 empty] | 232800 | 2328 | 2378 | 232801 | 232899 | 1 | 99 | 1 | 99 |  | 1 | 9
23 |  |  |  | 29 | [7 empty] | 232900 | 2329 | 2379 | 232901 | 232999 | 1 | 99 | 1 | 99 |  | 1 | 9
23 |  |  |  | 30 | [7 empty] | 233000 | 2330 | 2380 | 233001 | 233099 | 1 | 99 | 1 | 99 |  | 1 | 9
23 |  |  |  | 31 | [7 empty] | 233100 | 2331 | 2381 | 233101 | 233199 | 1 | 99 | 1 | 99 |  | 1 | 9
23 |  |  |  | 32 | [7 empty] | 233200 | 2332 | 2382 | 233201 | 233299 | 1 | 99 | 1 | 99 |  | 1 | 9
23 |  |  |  | 33 | [7 empty] | 233300 | 2333 | 2383 | 233301 | 233399 | 1 | 99 | 1 | 99 |  | 1 | 9
23 |  |  |  | 34 | [7 empty] | 233400 | 2334 | 2384 | 233401 | 233499 | 1 | 99 | 1 | 99 |  | 1 | 9
23 |  |  |  | 35 | [7 empty] | 233500 | 2335 | 2385 | 233501 | 233599 | 1 | 99 | 1 | 99 |  | 1 | 9
23 |  |  |  | 36 | [7 empty] | 233600 | 2336 | 2386 | 233601 | 233699 | 1 | 99 | 1 | 99 |  | 1 | 9
23 |  |  |  | 37 | [7 empty] | 233700 | 2337 | 2387 | 233701 | 233799 | 1 | 99 | 1 | 99 |  | 1 | 9
23 |  |  |  | 38 | [7 empty] | 233800 | 2338 | 2388 | 233801 | 233899 | 1 | 99 | 1 | 99 |  | 1 | 9
23 |  |  |  | 39 | [7 empty] | 233900 | 2339 | 2389 | 233901 | 233999 | 1 | 99 | 1 | 99 |  | 1 | 9
23 |  |  |  | 40 | [7 empty] | 234000 | 2340 | 2390 | 234001 | 234099 | 1 | 99 | 1 | 99 |  | 1 | 9
23 |  |  |  | 41 | [7 empty] | 234100 | 2341 | 2391 | 234101 | 234199 | 1 | 99 | 1 | 99 |  | 1 | 9
23 |  |  |  | 42 | [7 empty] | 234200 | 2342 | 2392 | 234201 | 234299 | 1 | 99 | 1 | 99 |  | 1 | 9
23 |  |  |  | 43 | [7 empty] | 234300 | 2343 | 2393 | 234301 | 234399 | 1 | 99 | 1 | 99 |  | 1 | 9
23 |  |  |  | 44 | [7 empty] | 234400 | 2344 | 2394 | 234401 | 234499 | 1 | 99 | 1 | 99 |  | 1 | 9
23 |  |  |  | 45 | [7 empty] | 234500 | 2345 | 2395 | 234501 | 234599 | 1 | 99 | 1 | 99 |  | 1 | 9
23 |  |  |  | 46 | [7 empty] | 234600 | 2346 | 2396 | 234601 | 234699 | 1 | 99 | 1 | 99 |  | 1 | 9
23 |  |  |  | 47 | [7 empty] | 234700 | 2347 | 2397 | 234701 | 234799 | 1 | 99 | 1 | 99 |  | 1 | 9
23 |  |  |  | 48 | [7 empty] | 234800 | 2348 | 2398 | 234801 | 234899 | 1 | 99 | 1 | 99 |  | 1 | 9
23 |  |  |  | 49 | [7 empty] | 234900 | 2349 | 2399 | 234901 | 234999 | 1 | 99 | 1 | 99 |  | 1 | 9
23 |  |  |  | 50 | [7 empty] | 235000 | 2350 | 2400 | 235001 | 235099 | 1 | 99 | 1 | 99 |  | 1 | 9
23 |  |  |  | 51 | [7 empty] | 235100 | NO FLN's ON THESE CONTROLLERS
23 |  |  |  | 52 | [7 empty] | 235200
23 |  |  |  | 53 | [7 empty] | 235300
23 |  |  |  | 54 | [7 empty] | 235400
23 |  |  |  | 55 | [7 empty] | 235500
23 |  |  |  | 56 | [7 empty] | 235600
23 |  |  |  | 57 | [7 empty] | 235700
23 |  |  |  | 58 | [7 empty] | 235800
23 |  |  |  | 59 | [7 empty] | 235900
23 |  |  |  | 60 | [7 empty] | 236000
23 |  |  |  | 61 | [7 empty] | 236100
23 |  |  |  | 62 | [7 empty] | 236200
23 |  |  |  | 63 | [7 empty] | 236300
23 |  |  |  | 64 | [7 empty] | 236400
23 |  |  |  | 65 | [7 empty] | 236500
23 |  |  |  | 66 | [7 empty] | 236600
23 |  |  |  | 67 | [7 empty] | 236700
23 |  |  |  | 68 | [7 empty] | 236800
23 |  |  |  | 69 | [7 empty] | 236900
23 |  |  |  | 70 | [7 empty] | 237000
23 |  |  |  | 71 | [7 empty] | 237100
23 |  |  |  | 72 | [7 empty] | 237200
23 |  |  |  | 73 | [7 empty] | 237300
23 |  |  |  | 74 | [7 empty] | 237400
23 |  |  |  | 75 | [7 empty] | 237500
23 |  |  |  | 76 | [7 empty] | 237600
23 |  |  |  | 77 | [7 empty] | 237700
23 |  |  |  | 78 | [7 empty] | 237800
23 |  |  |  | 79 | [7 empty] | 237900
23 |  |  |  | 80 | [7 empty] | 238000
23 |  |  |  | 81 | [7 empty] | 238100
23 |  |  |  | 82 | [7 empty] | 238200
23 |  |  |  | 83 | [7 empty] | 238300
23 |  |  |  | 84 | [7 empty] | 238400
23 |  |  |  | 85 | [7 empty] | 238500
23 |  |  |  | 86 | [7 empty] | 238600
23 |  |  |  | 87 | [7 empty] | 238700
23 |  |  |  | 88 | [7 empty] | 238800
23 |  |  |  | 89 | [7 empty] | 238900
23 |  |  |  | 90 | [7 empty] | 239000
23 |  |  |  | 91 | [7 empty] | 239100
23 |  |  |  | 92 | [7 empty] | 239200
23 |  |  |  | 93 | [7 empty] | 239300
23 |  |  |  | 94 | [7 empty] | 239400
23 |  |  |  | 95 | [7 empty] | 239500
23 |  |  |  | 96 | [7 empty] | 239600
23 |  |  |  | 97 | [7 empty] | 239700
23 |  |  |  | 98 | [7 empty] | 239800
23 |  |  |  | 99 | [7 empty] | 239900

## Bldg 24
BUILDING # | Building Name | ALN NAME | SITE NAME | FIELD PANEL NUMBER | SYSTEM NAME | BAC DEV OBJECT NAME | IP ADDRESS | SUBNET MASK | GATEWAY | BBMD? Y or N | BBMD IP Addresses | FIELD PANEL DEVICE INSTANCE # | MSTP FLN-1 NETWORK # | MSTP FLN-2 / MSTP ALN NETWORK # | FIRST FLN DEVICE INSTANCE # | LAST POSSIBLE FLN DEVICE INSTANCE # | FIRST MSTP FLN-1 MAC ADDR | LAST POSSIBLE MSTP FLN-1 MAC ADDR | FIRST MSTP FLN-2 MAC ADDR | LAST MSTP FLN-2 MAC ADDR | OR | FIRST MSTP ALN MAC ADDR | LAST MSTP ALN MAC ADDR
24 |  |  |  | 1 | [7 empty] | 240100 | 2401 | 2451 | 240101 | 240199 | 1 | 99 | 1 | 99 |  | 1 | 9
24 |  |  |  | 2 | [7 empty] | 240200 | 2402 | 2452 | 240201 | 240299 | 1 | 99 | 1 | 99 |  | 1 | 9
24 |  |  |  | 3 | [7 empty] | 240300 | 2403 | 2453 | 240301 | 240399 | 1 | 99 | 1 | 99 |  | 1 | 9
24 |  |  |  | 4 | [7 empty] | 240400 | 2404 | 2454 | 240401 | 240499 | 1 | 99 | 1 | 99 |  | 1 | 9
24 |  |  |  | 5 | [7 empty] | 240500 | 2405 | 2455 | 240501 | 240599 | 1 | 99 | 1 | 99 |  | 1 | 9
24 |  |  |  | 6 | [7 empty] | 240600 | 2406 | 2456 | 240601 | 240699 | 1 | 99 | 1 | 99 |  | 1 | 9
24 |  |  |  | 7 | [7 empty] | 240700 | 2407 | 2457 | 240701 | 240799 | 1 | 99 | 1 | 99 |  | 1 | 9
24 |  |  |  | 8 | [7 empty] | 240800 | 2408 | 2458 | 240801 | 240899 | 1 | 99 | 1 | 99 |  | 1 | 9
24 |  |  |  | 9 | [7 empty] | 240900 | 2409 | 2459 | 240901 | 240999 | 1 | 99 | 1 | 99 |  | 1 | 9
24 |  |  |  | 10 | [7 empty] | 241000 | 2410 | 2460 | 241001 | 241099 | 1 | 99 | 1 | 99 |  | 1 | 9
24 |  |  |  | 11 | [7 empty] | 241100 | 2411 | 2461 | 241101 | 241199 | 1 | 99 | 1 | 99 |  | 1 | 9
24 |  |  |  | 12 | [7 empty] | 241200 | 2412 | 2462 | 241201 | 241299 | 1 | 99 | 1 | 99 |  | 1 | 9
24 |  |  |  | 13 | [7 empty] | 241300 | 2413 | 2463 | 241301 | 241399 | 1 | 99 | 1 | 99 |  | 1 | 9
24 |  |  |  | 14 | [7 empty] | 241400 | 2414 | 2464 | 241401 | 241499 | 1 | 99 | 1 | 99 |  | 1 | 9
24 |  |  |  | 15 | [7 empty] | 241500 | 2415 | 2465 | 241501 | 241599 | 1 | 99 | 1 | 99 |  | 1 | 9
24 |  |  |  | 16 | [7 empty] | 241600 | 2416 | 2466 | 241601 | 241699 | 1 | 99 | 1 | 99 |  | 1 | 9
24 |  |  |  | 17 | [7 empty] | 241700 | 2417 | 2467 | 241701 | 241799 | 1 | 99 | 1 | 99 |  | 1 | 9
24 |  |  |  | 18 | [7 empty] | 241800 | 2418 | 2468 | 241801 | 241899 | 1 | 99 | 1 | 99 |  | 1 | 9
24 |  |  |  | 19 | [7 empty] | 241900 | 2419 | 2469 | 241901 | 241999 | 1 | 99 | 1 | 99 |  | 1 | 9
24 |  |  |  | 20 | [7 empty] | 242000 | 2420 | 2470 | 242001 | 242099 | 1 | 99 | 1 | 99 |  | 1 | 9
24 |  |  |  | 21 | [7 empty] | 242100 | 2421 | 2471 | 242101 | 242199 | 1 | 99 | 1 | 99 |  | 1 | 9
24 |  |  |  | 22 | [7 empty] | 242200 | 2422 | 2472 | 242201 | 242299 | 1 | 99 | 1 | 99 |  | 1 | 9
24 |  |  |  | 23 | [7 empty] | 242300 | 2423 | 2473 | 242301 | 242399 | 1 | 99 | 1 | 99 |  | 1 | 9
24 |  |  |  | 24 | [7 empty] | 242400 | 2424 | 2474 | 242401 | 242499 | 1 | 99 | 1 | 99 |  | 1 | 9
24 |  |  |  | 25 | [7 empty] | 242500 | 2425 | 2475 | 242501 | 242599 | 1 | 99 | 1 | 99 |  | 1 | 9
24 |  |  |  | 26 | [7 empty] | 242600 | 2426 | 2476 | 242601 | 242699 | 1 | 99 | 1 | 99 |  | 1 | 9
24 |  |  |  | 27 | [7 empty] | 242700 | 2427 | 2477 | 242701 | 242799 | 1 | 99 | 1 | 99 |  | 1 | 9
24 |  |  |  | 28 | [7 empty] | 242800 | 2428 | 2478 | 242801 | 242899 | 1 | 99 | 1 | 99 |  | 1 | 9
24 |  |  |  | 29 | [7 empty] | 242900 | 2429 | 2479 | 242901 | 242999 | 1 | 99 | 1 | 99 |  | 1 | 9
24 |  |  |  | 30 | [7 empty] | 243000 | 2430 | 2480 | 243001 | 243099 | 1 | 99 | 1 | 99 |  | 1 | 9
24 |  |  |  | 31 | [7 empty] | 243100 | 2431 | 2481 | 243101 | 243199 | 1 | 99 | 1 | 99 |  | 1 | 9
24 |  |  |  | 32 | [7 empty] | 243200 | 2432 | 2482 | 243201 | 243299 | 1 | 99 | 1 | 99 |  | 1 | 9
24 |  |  |  | 33 | [7 empty] | 243300 | 2433 | 2483 | 243301 | 243399 | 1 | 99 | 1 | 99 |  | 1 | 9
24 |  |  |  | 34 | [7 empty] | 243400 | 2434 | 2484 | 243401 | 243499 | 1 | 99 | 1 | 99 |  | 1 | 9
24 |  |  |  | 35 | [7 empty] | 243500 | 2435 | 2485 | 243501 | 243599 | 1 | 99 | 1 | 99 |  | 1 | 9
24 |  |  |  | 36 | [7 empty] | 243600 | 2436 | 2486 | 243601 | 243699 | 1 | 99 | 1 | 99 |  | 1 | 9
24 |  |  |  | 37 | [7 empty] | 243700 | 2437 | 2487 | 243701 | 243799 | 1 | 99 | 1 | 99 |  | 1 | 9
24 |  |  |  | 38 | [7 empty] | 243800 | 2438 | 2488 | 243801 | 243899 | 1 | 99 | 1 | 99 |  | 1 | 9
24 |  |  |  | 39 | [7 empty] | 243900 | 2439 | 2489 | 243901 | 243999 | 1 | 99 | 1 | 99 |  | 1 | 9
24 |  |  |  | 40 | [7 empty] | 244000 | 2440 | 2490 | 244001 | 244099 | 1 | 99 | 1 | 99 |  | 1 | 9
24 |  |  |  | 41 | [7 empty] | 244100 | 2441 | 2491 | 244101 | 244199 | 1 | 99 | 1 | 99 |  | 1 | 9
24 |  |  |  | 42 | [7 empty] | 244200 | 2442 | 2492 | 244201 | 244299 | 1 | 99 | 1 | 99 |  | 1 | 9
24 |  |  |  | 43 | [7 empty] | 244300 | 2443 | 2493 | 244301 | 244399 | 1 | 99 | 1 | 99 |  | 1 | 9
24 |  |  |  | 44 | [7 empty] | 244400 | 2444 | 2494 | 244401 | 244499 | 1 | 99 | 1 | 99 |  | 1 | 9
24 |  |  |  | 45 | [7 empty] | 244500 | 2445 | 2495 | 244501 | 244599 | 1 | 99 | 1 | 99 |  | 1 | 9
24 |  |  |  | 46 | [7 empty] | 244600 | 2446 | 2496 | 244601 | 244699 | 1 | 99 | 1 | 99 |  | 1 | 9
24 |  |  |  | 47 | [7 empty] | 244700 | 2447 | 2497 | 244701 | 244799 | 1 | 99 | 1 | 99 |  | 1 | 9
24 |  |  |  | 48 | [7 empty] | 244800 | 2448 | 2498 | 244801 | 244899 | 1 | 99 | 1 | 99 |  | 1 | 9
24 |  |  |  | 49 | [7 empty] | 244900 | 2449 | 2499 | 244901 | 244999 | 1 | 99 | 1 | 99 |  | 1 | 9
24 |  |  |  | 50 | [7 empty] | 245000 | 2450 | 2500 | 245001 | 245099 | 1 | 99 | 1 | 99 |  | 1 | 9
24 |  |  |  | 51 | [7 empty] | 245100 | NO FLN's ON THESE CONTROLLERS
24 |  |  |  | 52 | [7 empty] | 245200
24 |  |  |  | 53 | [7 empty] | 245300
24 |  |  |  | 54 | [7 empty] | 245400
24 |  |  |  | 55 | [7 empty] | 245500
24 |  |  |  | 56 | [7 empty] | 245600
24 |  |  |  | 57 | [7 empty] | 245700
24 |  |  |  | 58 | [7 empty] | 245800
24 |  |  |  | 59 | [7 empty] | 245900
24 |  |  |  | 60 | [7 empty] | 246000
24 |  |  |  | 61 | [7 empty] | 246100
24 |  |  |  | 62 | [7 empty] | 246200
24 |  |  |  | 63 | [7 empty] | 246300
24 |  |  |  | 64 | [7 empty] | 246400
24 |  |  |  | 65 | [7 empty] | 246500
24 |  |  |  | 66 | [7 empty] | 246600
24 |  |  |  | 67 | [7 empty] | 246700
24 |  |  |  | 68 | [7 empty] | 246800
24 |  |  |  | 69 | [7 empty] | 246900
24 |  |  |  | 70 | [7 empty] | 247000
24 |  |  |  | 71 | [7 empty] | 247100
24 |  |  |  | 72 | [7 empty] | 247200
24 |  |  |  | 73 | [7 empty] | 247300
24 |  |  |  | 74 | [7 empty] | 247400
24 |  |  |  | 75 | [7 empty] | 247500
24 |  |  |  | 76 | [7 empty] | 247600
24 |  |  |  | 77 | [7 empty] | 247700
24 |  |  |  | 78 | [7 empty] | 247800
24 |  |  |  | 79 | [7 empty] | 247900
24 |  |  |  | 80 | [7 empty] | 248000
24 |  |  |  | 81 | [7 empty] | 248100
24 |  |  |  | 82 | [7 empty] | 248200
24 |  |  |  | 83 | [7 empty] | 248300
24 |  |  |  | 84 | [7 empty] | 248400
24 |  |  |  | 85 | [7 empty] | 248500
24 |  |  |  | 86 | [7 empty] | 248600
24 |  |  |  | 87 | [7 empty] | 248700
24 |  |  |  | 88 | [7 empty] | 248800
24 |  |  |  | 89 | [7 empty] | 248900
24 |  |  |  | 90 | [7 empty] | 249000
24 |  |  |  | 91 | [7 empty] | 249100
24 |  |  |  | 92 | [7 empty] | 249200
24 |  |  |  | 93 | [7 empty] | 249300
24 |  |  |  | 94 | [7 empty] | 249400
24 |  |  |  | 95 | [7 empty] | 249500
24 |  |  |  | 96 | [7 empty] | 249600
24 |  |  |  | 97 | [7 empty] | 249700
24 |  |  |  | 98 | [7 empty] | 249800
24 |  |  |  | 99 | [7 empty] | 249900

## Bldg 25
BUILDING # | Building Name | ALN NAME | SITE NAME | FIELD PANEL NUMBER | SYSTEM NAME | BAC DEV OBJECT NAME | IP ADDRESS | SUBNET MASK | GATEWAY | BBMD? Y or N | BBMD IP Addresses | FIELD PANEL DEVICE INSTANCE # | MSTP FLN-1 NETWORK # | MSTP FLN-2 / MSTP ALN NETWORK # | FIRST FLN DEVICE INSTANCE # | LAST POSSIBLE FLN DEVICE INSTANCE # | FIRST MSTP FLN-1 MAC ADDR | LAST POSSIBLE MSTP FLN-1 MAC ADDR | FIRST MSTP FLN-2 MAC ADDR | LAST MSTP FLN-2 MAC ADDR | OR | FIRST MSTP ALN MAC ADDR | LAST MSTP ALN MAC ADDR
25 |  |  |  | 1 | [7 empty] | 250100 | 2501 | 2551 | 250101 | 250199 | 1 | 99 | 1 | 99 |  | 1 | 9
25 |  |  |  | 2 | [7 empty] | 250200 | 2502 | 2552 | 250201 | 250299 | 1 | 99 | 1 | 99 |  | 1 | 9
25 |  |  |  | 3 | [7 empty] | 250300 | 2503 | 2553 | 250301 | 250399 | 1 | 99 | 1 | 99 |  | 1 | 9
25 |  |  |  | 4 | [7 empty] | 250400 | 2504 | 2554 | 250401 | 250499 | 1 | 99 | 1 | 99 |  | 1 | 9
25 |  |  |  | 5 | [7 empty] | 250500 | 2505 | 2555 | 250501 | 250599 | 1 | 99 | 1 | 99 |  | 1 | 9
25 |  |  |  | 6 | [7 empty] | 250600 | 2506 | 2556 | 250601 | 250699 | 1 | 99 | 1 | 99 |  | 1 | 9
25 |  |  |  | 7 | [7 empty] | 250700 | 2507 | 2557 | 250701 | 250799 | 1 | 99 | 1 | 99 |  | 1 | 9
25 |  |  |  | 8 | [7 empty] | 250800 | 2508 | 2558 | 250801 | 250899 | 1 | 99 | 1 | 99 |  | 1 | 9
25 |  |  |  | 9 | [7 empty] | 250900 | 2509 | 2559 | 250901 | 250999 | 1 | 99 | 1 | 99 |  | 1 | 9
25 |  |  |  | 10 | [7 empty] | 251000 | 2510 | 2560 | 251001 | 251099 | 1 | 99 | 1 | 99 |  | 1 | 9
25 |  |  |  | 11 | [7 empty] | 251100 | 2511 | 2561 | 251101 | 251199 | 1 | 99 | 1 | 99 |  | 1 | 9
25 |  |  |  | 12 | [7 empty] | 251200 | 2512 | 2562 | 251201 | 251299 | 1 | 99 | 1 | 99 |  | 1 | 9
25 |  |  |  | 13 | [7 empty] | 251300 | 2513 | 2563 | 251301 | 251399 | 1 | 99 | 1 | 99 |  | 1 | 9
25 |  |  |  | 14 | [7 empty] | 251400 | 2514 | 2564 | 251401 | 251499 | 1 | 99 | 1 | 99 |  | 1 | 9
25 |  |  |  | 15 | [7 empty] | 251500 | 2515 | 2565 | 251501 | 251599 | 1 | 99 | 1 | 99 |  | 1 | 9
25 |  |  |  | 16 | [7 empty] | 251600 | 2516 | 2566 | 251601 | 251699 | 1 | 99 | 1 | 99 |  | 1 | 9
25 |  |  |  | 17 | [7 empty] | 251700 | 2517 | 2567 | 251701 | 251799 | 1 | 99 | 1 | 99 |  | 1 | 9
25 |  |  |  | 18 | [7 empty] | 251800 | 2518 | 2568 | 251801 | 251899 | 1 | 99 | 1 | 99 |  | 1 | 9
25 |  |  |  | 19 | [7 empty] | 251900 | 2519 | 2569 | 251901 | 251999 | 1 | 99 | 1 | 99 |  | 1 | 9
25 |  |  |  | 20 | [7 empty] | 252000 | 2520 | 2570 | 252001 | 252099 | 1 | 99 | 1 | 99 |  | 1 | 9
25 |  |  |  | 21 | [7 empty] | 252100 | 2521 | 2571 | 252101 | 252199 | 1 | 99 | 1 | 99 |  | 1 | 9
25 |  |  |  | 22 | [7 empty] | 252200 | 2522 | 2572 | 252201 | 252299 | 1 | 99 | 1 | 99 |  | 1 | 9
25 |  |  |  | 23 | [7 empty] | 252300 | 2523 | 2573 | 252301 | 252399 | 1 | 99 | 1 | 99 |  | 1 | 9
25 |  |  |  | 24 | [7 empty] | 252400 | 2524 | 2574 | 252401 | 252499 | 1 | 99 | 1 | 99 |  | 1 | 9
25 |  |  |  | 25 | [7 empty] | 252500 | 2525 | 2575 | 252501 | 252599 | 1 | 99 | 1 | 99 |  | 1 | 9
25 |  |  |  | 26 | [7 empty] | 252600 | 2526 | 2576 | 252601 | 252699 | 1 | 99 | 1 | 99 |  | 1 | 9
25 |  |  |  | 27 | [7 empty] | 252700 | 2527 | 2577 | 252701 | 252799 | 1 | 99 | 1 | 99 |  | 1 | 9
25 |  |  |  | 28 | [7 empty] | 252800 | 2528 | 2578 | 252801 | 252899 | 1 | 99 | 1 | 99 |  | 1 | 9
25 |  |  |  | 29 | [7 empty] | 252900 | 2529 | 2579 | 252901 | 252999 | 1 | 99 | 1 | 99 |  | 1 | 9
25 |  |  |  | 30 | [7 empty] | 253000 | 2530 | 2580 | 253001 | 253099 | 1 | 99 | 1 | 99 |  | 1 | 9
25 |  |  |  | 31 | [7 empty] | 253100 | 2531 | 2581 | 253101 | 253199 | 1 | 99 | 1 | 99 |  | 1 | 9
25 |  |  |  | 32 | [7 empty] | 253200 | 2532 | 2582 | 253201 | 253299 | 1 | 99 | 1 | 99 |  | 1 | 9
25 |  |  |  | 33 | [7 empty] | 253300 | 2533 | 2583 | 253301 | 253399 | 1 | 99 | 1 | 99 |  | 1 | 9
25 |  |  |  | 34 | [7 empty] | 253400 | 2534 | 2584 | 253401 | 253499 | 1 | 99 | 1 | 99 |  | 1 | 9
25 |  |  |  | 35 | [7 empty] | 253500 | 2535 | 2585 | 253501 | 253599 | 1 | 99 | 1 | 99 |  | 1 | 9
25 |  |  |  | 36 | [7 empty] | 253600 | 2536 | 2586 | 253601 | 253699 | 1 | 99 | 1 | 99 |  | 1 | 9
25 |  |  |  | 37 | [7 empty] | 253700 | 2537 | 2587 | 253701 | 253799 | 1 | 99 | 1 | 99 |  | 1 | 9
25 |  |  |  | 38 | [7 empty] | 253800 | 2538 | 2588 | 253801 | 253899 | 1 | 99 | 1 | 99 |  | 1 | 9
25 |  |  |  | 39 | [7 empty] | 253900 | 2539 | 2589 | 253901 | 253999 | 1 | 99 | 1 | 99 |  | 1 | 9
25 |  |  |  | 40 | [7 empty] | 254000 | 2540 | 2590 | 254001 | 254099 | 1 | 99 | 1 | 99 |  | 1 | 9
25 |  |  |  | 41 | [7 empty] | 254100 | 2541 | 2591 | 254101 | 254199 | 1 | 99 | 1 | 99 |  | 1 | 9
25 |  |  |  | 42 | [7 empty] | 254200 | 2542 | 2592 | 254201 | 254299 | 1 | 99 | 1 | 99 |  | 1 | 9
25 |  |  |  | 43 | [7 empty] | 254300 | 2543 | 2593 | 254301 | 254399 | 1 | 99 | 1 | 99 |  | 1 | 9
25 |  |  |  | 44 | [7 empty] | 254400 | 2544 | 2594 | 254401 | 254499 | 1 | 99 | 1 | 99 |  | 1 | 9
25 |  |  |  | 45 | [7 empty] | 254500 | 2545 | 2595 | 254501 | 254599 | 1 | 99 | 1 | 99 |  | 1 | 9
25 |  |  |  | 46 | [7 empty] | 254600 | 2546 | 2596 | 254601 | 254699 | 1 | 99 | 1 | 99 |  | 1 | 9
25 |  |  |  | 47 | [7 empty] | 254700 | 2547 | 2597 | 254701 | 254799 | 1 | 99 | 1 | 99 |  | 1 | 9
25 |  |  |  | 48 | [7 empty] | 254800 | 2548 | 2598 | 254801 | 254899 | 1 | 99 | 1 | 99 |  | 1 | 9
25 |  |  |  | 49 | [7 empty] | 254900 | 2549 | 2599 | 254901 | 254999 | 1 | 99 | 1 | 99 |  | 1 | 9
25 |  |  |  | 50 | [7 empty] | 255000 | 2550 | 2600 | 255001 | 255099 | 1 | 99 | 1 | 99 |  | 1 | 9
25 |  |  |  | 51 | [7 empty] | 255100 | NO FLN's ON THESE CONTROLLERS
25 |  |  |  | 52 | [7 empty] | 255200
25 |  |  |  | 53 | [7 empty] | 255300
25 |  |  |  | 54 | [7 empty] | 255400
25 |  |  |  | 55 | [7 empty] | 255500
25 |  |  |  | 56 | [7 empty] | 255600
25 |  |  |  | 57 | [7 empty] | 255700
25 |  |  |  | 58 | [7 empty] | 255800
25 |  |  |  | 59 | [7 empty] | 255900
25 |  |  |  | 60 | [7 empty] | 256000
25 |  |  |  | 61 | [7 empty] | 256100
25 |  |  |  | 62 | [7 empty] | 256200
25 |  |  |  | 63 | [7 empty] | 256300
25 |  |  |  | 64 | [7 empty] | 256400
25 |  |  |  | 65 | [7 empty] | 256500
25 |  |  |  | 66 | [7 empty] | 256600
25 |  |  |  | 67 | [7 empty] | 256700
25 |  |  |  | 68 | [7 empty] | 256800
25 |  |  |  | 69 | [7 empty] | 256900
25 |  |  |  | 70 | [7 empty] | 257000
25 |  |  |  | 71 | [7 empty] | 257100
25 |  |  |  | 72 | [7 empty] | 257200
25 |  |  |  | 73 | [7 empty] | 257300
25 |  |  |  | 74 | [7 empty] | 257400
25 |  |  |  | 75 | [7 empty] | 257500
25 |  |  |  | 76 | [7 empty] | 257600
25 |  |  |  | 77 | [7 empty] | 257700
25 |  |  |  | 78 | [7 empty] | 257800
25 |  |  |  | 79 | [7 empty] | 257900
25 |  |  |  | 80 | [7 empty] | 258000
25 |  |  |  | 81 | [7 empty] | 258100
25 |  |  |  | 82 | [7 empty] | 258200
25 |  |  |  | 83 | [7 empty] | 258300
25 |  |  |  | 84 | [7 empty] | 258400
25 |  |  |  | 85 | [7 empty] | 258500
25 |  |  |  | 86 | [7 empty] | 258600
25 |  |  |  | 87 | [7 empty] | 258700
25 |  |  |  | 88 | [7 empty] | 258800
25 |  |  |  | 89 | [7 empty] | 258900
25 |  |  |  | 90 | [7 empty] | 259000
25 |  |  |  | 91 | [7 empty] | 259100
25 |  |  |  | 92 | [7 empty] | 259200
25 |  |  |  | 93 | [7 empty] | 259300
25 |  |  |  | 94 | [7 empty] | 259400
25 |  |  |  | 95 | [7 empty] | 259500
25 |  |  |  | 96 | [7 empty] | 259600
25 |  |  |  | 97 | [7 empty] | 259700
25 |  |  |  | 98 | [7 empty] | 259800
25 |  |  |  | 99 | [7 empty] | 259900

## Bldg 26
BUILDING # | Building Name | ALN NAME | SITE NAME | FIELD PANEL NUMBER | SYSTEM NAME | BAC DEV OBJECT NAME | IP ADDRESS | SUBNET MASK | GATEWAY | BBMD? Y or N | BBMD IP Addresses | FIELD PANEL DEVICE INSTANCE # | MSTP FLN-1 NETWORK # | MSTP FLN-2 / MSTP ALN NETWORK # | FIRST FLN DEVICE INSTANCE # | LAST POSSIBLE FLN DEVICE INSTANCE # | FIRST MSTP FLN-1 MAC ADDR | LAST POSSIBLE MSTP FLN-1 MAC ADDR | FIRST MSTP FLN-2 MAC ADDR | LAST MSTP FLN-2 MAC ADDR | OR | FIRST MSTP ALN MAC ADDR | LAST MSTP ALN MAC ADDR
26 |  |  |  | 1 | [7 empty] | 260100 | 2601 | 2651 | 260101 | 260199 | 1 | 99 | 1 | 99 |  | 1 | 9
26 |  |  |  | 2 | [7 empty] | 260200 | 2602 | 2652 | 260201 | 260299 | 1 | 99 | 1 | 99 |  | 1 | 9
26 |  |  |  | 3 | [7 empty] | 260300 | 2603 | 2653 | 260301 | 260399 | 1 | 99 | 1 | 99 |  | 1 | 9
26 |  |  |  | 4 | [7 empty] | 260400 | 2604 | 2654 | 260401 | 260499 | 1 | 99 | 1 | 99 |  | 1 | 9
26 |  |  |  | 5 | [7 empty] | 260500 | 2605 | 2655 | 260501 | 260599 | 1 | 99 | 1 | 99 |  | 1 | 9
26 |  |  |  | 6 | [7 empty] | 260600 | 2606 | 2656 | 260601 | 260699 | 1 | 99 | 1 | 99 |  | 1 | 9
26 |  |  |  | 7 | [7 empty] | 260700 | 2607 | 2657 | 260701 | 260799 | 1 | 99 | 1 | 99 |  | 1 | 9
26 |  |  |  | 8 | [7 empty] | 260800 | 2608 | 2658 | 260801 | 260899 | 1 | 99 | 1 | 99 |  | 1 | 9
26 |  |  |  | 9 | [7 empty] | 260900 | 2609 | 2659 | 260901 | 260999 | 1 | 99 | 1 | 99 |  | 1 | 9
26 |  |  |  | 10 | [7 empty] | 261000 | 2610 | 2660 | 261001 | 261099 | 1 | 99 | 1 | 99 |  | 1 | 9
26 |  |  |  | 11 | [7 empty] | 261100 | 2611 | 2661 | 261101 | 261199 | 1 | 99 | 1 | 99 |  | 1 | 9
26 |  |  |  | 12 | [7 empty] | 261200 | 2612 | 2662 | 261201 | 261299 | 1 | 99 | 1 | 99 |  | 1 | 9
26 |  |  |  | 13 | [7 empty] | 261300 | 2613 | 2663 | 261301 | 261399 | 1 | 99 | 1 | 99 |  | 1 | 9
26 |  |  |  | 14 | [7 empty] | 261400 | 2614 | 2664 | 261401 | 261499 | 1 | 99 | 1 | 99 |  | 1 | 9
26 |  |  |  | 15 | [7 empty] | 261500 | 2615 | 2665 | 261501 | 261599 | 1 | 99 | 1 | 99 |  | 1 | 9
26 |  |  |  | 16 | [7 empty] | 261600 | 2616 | 2666 | 261601 | 261699 | 1 | 99 | 1 | 99 |  | 1 | 9
26 |  |  |  | 17 | [7 empty] | 261700 | 2617 | 2667 | 261701 | 261799 | 1 | 99 | 1 | 99 |  | 1 | 9
26 |  |  |  | 18 | [7 empty] | 261800 | 2618 | 2668 | 261801 | 261899 | 1 | 99 | 1 | 99 |  | 1 | 9
26 |  |  |  | 19 | [7 empty] | 261900 | 2619 | 2669 | 261901 | 261999 | 1 | 99 | 1 | 99 |  | 1 | 9
26 |  |  |  | 20 | [7 empty] | 262000 | 2620 | 2670 | 262001 | 262099 | 1 | 99 | 1 | 99 |  | 1 | 9
26 |  |  |  | 21 | [7 empty] | 262100 | 2621 | 2671 | 262101 | 262199 | 1 | 99 | 1 | 99 |  | 1 | 9
26 |  |  |  | 22 | [7 empty] | 262200 | 2622 | 2672 | 262201 | 262299 | 1 | 99 | 1 | 99 |  | 1 | 9
26 |  |  |  | 23 | [7 empty] | 262300 | 2623 | 2673 | 262301 | 262399 | 1 | 99 | 1 | 99 |  | 1 | 9
26 |  |  |  | 24 | [7 empty] | 262400 | 2624 | 2674 | 262401 | 262499 | 1 | 99 | 1 | 99 |  | 1 | 9
26 |  |  |  | 25 | [7 empty] | 262500 | 2625 | 2675 | 262501 | 262599 | 1 | 99 | 1 | 99 |  | 1 | 9
26 |  |  |  | 26 | [7 empty] | 262600 | 2626 | 2676 | 262601 | 262699 | 1 | 99 | 1 | 99 |  | 1 | 9
26 |  |  |  | 27 | [7 empty] | 262700 | 2627 | 2677 | 262701 | 262799 | 1 | 99 | 1 | 99 |  | 1 | 9
26 |  |  |  | 28 | [7 empty] | 262800 | 2628 | 2678 | 262801 | 262899 | 1 | 99 | 1 | 99 |  | 1 | 9
26 |  |  |  | 29 | [7 empty] | 262900 | 2629 | 2679 | 262901 | 262999 | 1 | 99 | 1 | 99 |  | 1 | 9
26 |  |  |  | 30 | [7 empty] | 263000 | 2630 | 2680 | 263001 | 263099 | 1 | 99 | 1 | 99 |  | 1 | 9
26 |  |  |  | 31 | [7 empty] | 263100 | 2631 | 2681 | 263101 | 263199 | 1 | 99 | 1 | 99 |  | 1 | 9
26 |  |  |  | 32 | [7 empty] | 263200 | 2632 | 2682 | 263201 | 263299 | 1 | 99 | 1 | 99 |  | 1 | 9
26 |  |  |  | 33 | [7 empty] | 263300 | 2633 | 2683 | 263301 | 263399 | 1 | 99 | 1 | 99 |  | 1 | 9
26 |  |  |  | 34 | [7 empty] | 263400 | 2634 | 2684 | 263401 | 263499 | 1 | 99 | 1 | 99 |  | 1 | 9
26 |  |  |  | 35 | [7 empty] | 263500 | 2635 | 2685 | 263501 | 263599 | 1 | 99 | 1 | 99 |  | 1 | 9
26 |  |  |  | 36 | [7 empty] | 263600 | 2636 | 2686 | 263601 | 263699 | 1 | 99 | 1 | 99 |  | 1 | 9
26 |  |  |  | 37 | [7 empty] | 263700 | 2637 | 2687 | 263701 | 263799 | 1 | 99 | 1 | 99 |  | 1 | 9
26 |  |  |  | 38 | [7 empty] | 263800 | 2638 | 2688 | 263801 | 263899 | 1 | 99 | 1 | 99 |  | 1 | 9
26 |  |  |  | 39 | [7 empty] | 263900 | 2639 | 2689 | 263901 | 263999 | 1 | 99 | 1 | 99 |  | 1 | 9
26 |  |  |  | 40 | [7 empty] | 264000 | 2640 | 2690 | 264001 | 264099 | 1 | 99 | 1 | 99 |  | 1 | 9
26 |  |  |  | 41 | [7 empty] | 264100 | 2641 | 2691 | 264101 | 264199 | 1 | 99 | 1 | 99 |  | 1 | 9
26 |  |  |  | 42 | [7 empty] | 264200 | 2642 | 2692 | 264201 | 264299 | 1 | 99 | 1 | 99 |  | 1 | 9
26 |  |  |  | 43 | [7 empty] | 264300 | 2643 | 2693 | 264301 | 264399 | 1 | 99 | 1 | 99 |  | 1 | 9
26 |  |  |  | 44 | [7 empty] | 264400 | 2644 | 2694 | 264401 | 264499 | 1 | 99 | 1 | 99 |  | 1 | 9
26 |  |  |  | 45 | [7 empty] | 264500 | 2645 | 2695 | 264501 | 264599 | 1 | 99 | 1 | 99 |  | 1 | 9
26 |  |  |  | 46 | [7 empty] | 264600 | 2646 | 2696 | 264601 | 264699 | 1 | 99 | 1 | 99 |  | 1 | 9
26 |  |  |  | 47 | [7 empty] | 264700 | 2647 | 2697 | 264701 | 264799 | 1 | 99 | 1 | 99 |  | 1 | 9
26 |  |  |  | 48 | [7 empty] | 264800 | 2648 | 2698 | 264801 | 264899 | 1 | 99 | 1 | 99 |  | 1 | 9
26 |  |  |  | 49 | [7 empty] | 264900 | 2649 | 2699 | 264901 | 264999 | 1 | 99 | 1 | 99 |  | 1 | 9
26 |  |  |  | 50 | [7 empty] | 265000 | 2650 | 2700 | 265001 | 265099 | 1 | 99 | 1 | 99 |  | 1 | 9
26 |  |  |  | 51 | [7 empty] | 265100 | NO FLN's ON THESE CONTROLLERS
26 |  |  |  | 52 | [7 empty] | 265200
26 |  |  |  | 53 | [7 empty] | 265300
26 |  |  |  | 54 | [7 empty] | 265400
26 |  |  |  | 55 | [7 empty] | 265500
26 |  |  |  | 56 | [7 empty] | 265600
26 |  |  |  | 57 | [7 empty] | 265700
26 |  |  |  | 58 | [7 empty] | 265800
26 |  |  |  | 59 | [7 empty] | 265900
26 |  |  |  | 60 | [7 empty] | 266000
26 |  |  |  | 61 | [7 empty] | 266100
26 |  |  |  | 62 | [7 empty] | 266200
26 |  |  |  | 63 | [7 empty] | 266300
26 |  |  |  | 64 | [7 empty] | 266400
26 |  |  |  | 65 | [7 empty] | 266500
26 |  |  |  | 66 | [7 empty] | 266600
26 |  |  |  | 67 | [7 empty] | 266700
26 |  |  |  | 68 | [7 empty] | 266800
26 |  |  |  | 69 | [7 empty] | 266900
26 |  |  |  | 70 | [7 empty] | 267000
26 |  |  |  | 71 | [7 empty] | 267100
26 |  |  |  | 72 | [7 empty] | 267200
26 |  |  |  | 73 | [7 empty] | 267300
26 |  |  |  | 74 | [7 empty] | 267400
26 |  |  |  | 75 | [7 empty] | 267500
26 |  |  |  | 76 | [7 empty] | 267600
26 |  |  |  | 77 | [7 empty] | 267700
26 |  |  |  | 78 | [7 empty] | 267800
26 |  |  |  | 79 | [7 empty] | 267900
26 |  |  |  | 80 | [7 empty] | 268000
26 |  |  |  | 81 | [7 empty] | 268100
26 |  |  |  | 82 | [7 empty] | 268200
26 |  |  |  | 83 | [7 empty] | 268300
26 |  |  |  | 84 | [7 empty] | 268400
26 |  |  |  | 85 | [7 empty] | 268500
26 |  |  |  | 86 | [7 empty] | 268600
26 |  |  |  | 87 | [7 empty] | 268700
26 |  |  |  | 88 | [7 empty] | 268800
26 |  |  |  | 89 | [7 empty] | 268900
26 |  |  |  | 90 | [7 empty] | 269000
26 |  |  |  | 91 | [7 empty] | 269100
26 |  |  |  | 92 | [7 empty] | 269200
26 |  |  |  | 93 | [7 empty] | 269300
26 |  |  |  | 94 | [7 empty] | 269400
26 |  |  |  | 95 | [7 empty] | 269500
26 |  |  |  | 96 | [7 empty] | 269600
26 |  |  |  | 97 | [7 empty] | 269700
26 |  |  |  | 98 | [7 empty] | 269800
26 |  |  |  | 99 | [7 empty] | 269900

## Bldg 27
BUILDING # | Building Name | ALN NAME | SITE NAME | FIELD PANEL NUMBER | SYSTEM NAME | BAC DEV OBJECT NAME | IP ADDRESS | SUBNET MASK | GATEWAY | BBMD? Y or N | BBMD IP Addresses | FIELD PANEL DEVICE INSTANCE # | MSTP FLN-1 NETWORK # | MSTP FLN-2 / MSTP ALN NETWORK # | FIRST FLN DEVICE INSTANCE # | LAST POSSIBLE FLN DEVICE INSTANCE # | FIRST MSTP FLN-1 MAC ADDR | LAST POSSIBLE MSTP FLN-1 MAC ADDR | FIRST MSTP FLN-2 MAC ADDR | LAST MSTP FLN-2 MAC ADDR | OR | FIRST MSTP ALN MAC ADDR | LAST MSTP ALN MAC ADDR
27 |  |  |  | 1 | [7 empty] | 270100 | 2701 | 2751 | 270101 | 270199 | 1 | 99 | 1 | 99 |  | 1 | 9
27 |  |  |  | 2 | [7 empty] | 270200 | 2702 | 2752 | 270201 | 270299 | 1 | 99 | 1 | 99 |  | 1 | 9
27 |  |  |  | 3 | [7 empty] | 270300 | 2703 | 2753 | 270301 | 270399 | 1 | 99 | 1 | 99 |  | 1 | 9
27 |  |  |  | 4 | [7 empty] | 270400 | 2704 | 2754 | 270401 | 270499 | 1 | 99 | 1 | 99 |  | 1 | 9
27 |  |  |  | 5 | [7 empty] | 270500 | 2705 | 2755 | 270501 | 270599 | 1 | 99 | 1 | 99 |  | 1 | 9
27 |  |  |  | 6 | [7 empty] | 270600 | 2706 | 2756 | 270601 | 270699 | 1 | 99 | 1 | 99 |  | 1 | 9
27 |  |  |  | 7 | [7 empty] | 270700 | 2707 | 2757 | 270701 | 270799 | 1 | 99 | 1 | 99 |  | 1 | 9
27 |  |  |  | 8 | [7 empty] | 270800 | 2708 | 2758 | 270801 | 270899 | 1 | 99 | 1 | 99 |  | 1 | 9
27 |  |  |  | 9 | [7 empty] | 270900 | 2709 | 2759 | 270901 | 270999 | 1 | 99 | 1 | 99 |  | 1 | 9
27 |  |  |  | 10 | [7 empty] | 271000 | 2710 | 2760 | 271001 | 271099 | 1 | 99 | 1 | 99 |  | 1 | 9
27 |  |  |  | 11 | [7 empty] | 271100 | 2711 | 2761 | 271101 | 271199 | 1 | 99 | 1 | 99 |  | 1 | 9
27 |  |  |  | 12 | [7 empty] | 271200 | 2712 | 2762 | 271201 | 271299 | 1 | 99 | 1 | 99 |  | 1 | 9
27 |  |  |  | 13 | [7 empty] | 271300 | 2713 | 2763 | 271301 | 271399 | 1 | 99 | 1 | 99 |  | 1 | 9
27 |  |  |  | 14 | [7 empty] | 271400 | 2714 | 2764 | 271401 | 271499 | 1 | 99 | 1 | 99 |  | 1 | 9
27 |  |  |  | 15 | [7 empty] | 271500 | 2715 | 2765 | 271501 | 271599 | 1 | 99 | 1 | 99 |  | 1 | 9
27 |  |  |  | 16 | [7 empty] | 271600 | 2716 | 2766 | 271601 | 271699 | 1 | 99 | 1 | 99 |  | 1 | 9
27 |  |  |  | 17 | [7 empty] | 271700 | 2717 | 2767 | 271701 | 271799 | 1 | 99 | 1 | 99 |  | 1 | 9
27 |  |  |  | 18 | [7 empty] | 271800 | 2718 | 2768 | 271801 | 271899 | 1 | 99 | 1 | 99 |  | 1 | 9
27 |  |  |  | 19 | [7 empty] | 271900 | 2719 | 2769 | 271901 | 271999 | 1 | 99 | 1 | 99 |  | 1 | 9
27 |  |  |  | 20 | [7 empty] | 272000 | 2720 | 2770 | 272001 | 272099 | 1 | 99 | 1 | 99 |  | 1 | 9
27 |  |  |  | 21 | [7 empty] | 272100 | 2721 | 2771 | 272101 | 272199 | 1 | 99 | 1 | 99 |  | 1 | 9
27 |  |  |  | 22 | [7 empty] | 272200 | 2722 | 2772 | 272201 | 272299 | 1 | 99 | 1 | 99 |  | 1 | 9
27 |  |  |  | 23 | [7 empty] | 272300 | 2723 | 2773 | 272301 | 272399 | 1 | 99 | 1 | 99 |  | 1 | 9
27 |  |  |  | 24 | [7 empty] | 272400 | 2724 | 2774 | 272401 | 272499 | 1 | 99 | 1 | 99 |  | 1 | 9
27 |  |  |  | 25 | [7 empty] | 272500 | 2725 | 2775 | 272501 | 272599 | 1 | 99 | 1 | 99 |  | 1 | 9
27 |  |  |  | 26 | [7 empty] | 272600 | 2726 | 2776 | 272601 | 272699 | 1 | 99 | 1 | 99 |  | 1 | 9
27 |  |  |  | 27 | [7 empty] | 272700 | 2727 | 2777 | 272701 | 272799 | 1 | 99 | 1 | 99 |  | 1 | 9
27 |  |  |  | 28 | [7 empty] | 272800 | 2728 | 2778 | 272801 | 272899 | 1 | 99 | 1 | 99 |  | 1 | 9
27 |  |  |  | 29 | [7 empty] | 272900 | 2729 | 2779 | 272901 | 272999 | 1 | 99 | 1 | 99 |  | 1 | 9
27 |  |  |  | 30 | [7 empty] | 273000 | 2730 | 2780 | 273001 | 273099 | 1 | 99 | 1 | 99 |  | 1 | 9
27 |  |  |  | 31 | [7 empty] | 273100 | 2731 | 2781 | 273101 | 273199 | 1 | 99 | 1 | 99 |  | 1 | 9
27 |  |  |  | 32 | [7 empty] | 273200 | 2732 | 2782 | 273201 | 273299 | 1 | 99 | 1 | 99 |  | 1 | 9
27 |  |  |  | 33 | [7 empty] | 273300 | 2733 | 2783 | 273301 | 273399 | 1 | 99 | 1 | 99 |  | 1 | 9
27 |  |  |  | 34 | [7 empty] | 273400 | 2734 | 2784 | 273401 | 273499 | 1 | 99 | 1 | 99 |  | 1 | 9
27 |  |  |  | 35 | [7 empty] | 273500 | 2735 | 2785 | 273501 | 273599 | 1 | 99 | 1 | 99 |  | 1 | 9
27 |  |  |  | 36 | [7 empty] | 273600 | 2736 | 2786 | 273601 | 273699 | 1 | 99 | 1 | 99 |  | 1 | 9
27 |  |  |  | 37 | [7 empty] | 273700 | 2737 | 2787 | 273701 | 273799 | 1 | 99 | 1 | 99 |  | 1 | 9
27 |  |  |  | 38 | [7 empty] | 273800 | 2738 | 2788 | 273801 | 273899 | 1 | 99 | 1 | 99 |  | 1 | 9
27 |  |  |  | 39 | [7 empty] | 273900 | 2739 | 2789 | 273901 | 273999 | 1 | 99 | 1 | 99 |  | 1 | 9
27 |  |  |  | 40 | [7 empty] | 274000 | 2740 | 2790 | 274001 | 274099 | 1 | 99 | 1 | 99 |  | 1 | 9
27 |  |  |  | 41 | [7 empty] | 274100 | 2741 | 2791 | 274101 | 274199 | 1 | 99 | 1 | 99 |  | 1 | 9
27 |  |  |  | 42 | [7 empty] | 274200 | 2742 | 2792 | 274201 | 274299 | 1 | 99 | 1 | 99 |  | 1 | 9
27 |  |  |  | 43 | [7 empty] | 274300 | 2743 | 2793 | 274301 | 274399 | 1 | 99 | 1 | 99 |  | 1 | 9
27 |  |  |  | 44 | [7 empty] | 274400 | 2744 | 2794 | 274401 | 274499 | 1 | 99 | 1 | 99 |  | 1 | 9
27 |  |  |  | 45 | [7 empty] | 274500 | 2745 | 2795 | 274501 | 274599 | 1 | 99 | 1 | 99 |  | 1 | 9
27 |  |  |  | 46 | [7 empty] | 274600 | 2746 | 2796 | 274601 | 274699 | 1 | 99 | 1 | 99 |  | 1 | 9
27 |  |  |  | 47 | [7 empty] | 274700 | 2747 | 2797 | 274701 | 274799 | 1 | 99 | 1 | 99 |  | 1 | 9
27 |  |  |  | 48 | [7 empty] | 274800 | 2748 | 2798 | 274801 | 274899 | 1 | 99 | 1 | 99 |  | 1 | 9
27 |  |  |  | 49 | [7 empty] | 274900 | 2749 | 2799 | 274901 | 274999 | 1 | 99 | 1 | 99 |  | 1 | 9
27 |  |  |  | 50 | [7 empty] | 275000 | 2750 | 2800 | 275001 | 275099 | 1 | 99 | 1 | 99 |  | 1 | 9
27 |  |  |  | 51 | [7 empty] | 275100 | NO FLN's ON THESE CONTROLLERS
27 |  |  |  | 52 | [7 empty] | 275200
27 |  |  |  | 53 | [7 empty] | 275300
27 |  |  |  | 54 | [7 empty] | 275400
27 |  |  |  | 55 | [7 empty] | 275500
27 |  |  |  | 56 | [7 empty] | 275600
27 |  |  |  | 57 | [7 empty] | 275700
27 |  |  |  | 58 | [7 empty] | 275800
27 |  |  |  | 59 | [7 empty] | 275900
27 |  |  |  | 60 | [7 empty] | 276000
27 |  |  |  | 61 | [7 empty] | 276100
27 |  |  |  | 62 | [7 empty] | 276200
27 |  |  |  | 63 | [7 empty] | 276300
27 |  |  |  | 64 | [7 empty] | 276400
27 |  |  |  | 65 | [7 empty] | 276500
27 |  |  |  | 66 | [7 empty] | 276600
27 |  |  |  | 67 | [7 empty] | 276700
27 |  |  |  | 68 | [7 empty] | 276800
27 |  |  |  | 69 | [7 empty] | 276900
27 |  |  |  | 70 | [7 empty] | 277000
27 |  |  |  | 71 | [7 empty] | 277100
27 |  |  |  | 72 | [7 empty] | 277200
27 |  |  |  | 73 | [7 empty] | 277300
27 |  |  |  | 74 | [7 empty] | 277400
27 |  |  |  | 75 | [7 empty] | 277500
27 |  |  |  | 76 | [7 empty] | 277600
27 |  |  |  | 77 | [7 empty] | 277700
27 |  |  |  | 78 | [7 empty] | 277800
27 |  |  |  | 79 | [7 empty] | 277900
27 |  |  |  | 80 | [7 empty] | 278000
27 |  |  |  | 81 | [7 empty] | 278100
27 |  |  |  | 82 | [7 empty] | 278200
27 |  |  |  | 83 | [7 empty] | 278300
27 |  |  |  | 84 | [7 empty] | 278400
27 |  |  |  | 85 | [7 empty] | 278500
27 |  |  |  | 86 | [7 empty] | 278600
27 |  |  |  | 87 | [7 empty] | 278700
27 |  |  |  | 88 | [7 empty] | 278800
27 |  |  |  | 89 | [7 empty] | 278900
27 |  |  |  | 90 | [7 empty] | 279000
27 |  |  |  | 91 | [7 empty] | 279100
27 |  |  |  | 92 | [7 empty] | 279200
27 |  |  |  | 93 | [7 empty] | 279300
27 |  |  |  | 94 | [7 empty] | 279400
27 |  |  |  | 95 | [7 empty] | 279500
27 |  |  |  | 96 | [7 empty] | 279600
27 |  |  |  | 97 | [7 empty] | 279700
27 |  |  |  | 98 | [7 empty] | 279800
27 |  |  |  | 99 | [7 empty] | 279900

## Bldg 28
BUILDING # | Building Name | ALN NAME | SITE NAME | FIELD PANEL NUMBER | SYSTEM NAME | BAC DEV OBJECT NAME | IP ADDRESS | SUBNET MASK | GATEWAY | BBMD? Y or N | BBMD IP Addresses | FIELD PANEL DEVICE INSTANCE # | MSTP FLN-1 NETWORK # | MSTP FLN-2 / MSTP ALN NETWORK # | FIRST FLN DEVICE INSTANCE # | LAST POSSIBLE FLN DEVICE INSTANCE # | FIRST MSTP FLN-1 MAC ADDR | LAST POSSIBLE MSTP FLN-1 MAC ADDR | FIRST MSTP FLN-2 MAC ADDR | LAST MSTP FLN-2 MAC ADDR | OR | FIRST MSTP ALN MAC ADDR | LAST MSTP ALN MAC ADDR
28 |  |  |  | 1 | [7 empty] | 280100 | 2801 | 2851 | 280101 | 280199 | 1 | 99 | 1 | 99 |  | 1 | 9
28 |  |  |  | 2 | [7 empty] | 280200 | 2802 | 2852 | 280201 | 280299 | 1 | 99 | 1 | 99 |  | 1 | 9
28 |  |  |  | 3 | [7 empty] | 280300 | 2803 | 2853 | 280301 | 280399 | 1 | 99 | 1 | 99 |  | 1 | 9
28 |  |  |  | 4 | [7 empty] | 280400 | 2804 | 2854 | 280401 | 280499 | 1 | 99 | 1 | 99 |  | 1 | 9
28 |  |  |  | 5 | [7 empty] | 280500 | 2805 | 2855 | 280501 | 280599 | 1 | 99 | 1 | 99 |  | 1 | 9
28 |  |  |  | 6 | [7 empty] | 280600 | 2806 | 2856 | 280601 | 280699 | 1 | 99 | 1 | 99 |  | 1 | 9
28 |  |  |  | 7 | [7 empty] | 280700 | 2807 | 2857 | 280701 | 280799 | 1 | 99 | 1 | 99 |  | 1 | 9
28 |  |  |  | 8 | [7 empty] | 280800 | 2808 | 2858 | 280801 | 280899 | 1 | 99 | 1 | 99 |  | 1 | 9
28 |  |  |  | 9 | [7 empty] | 280900 | 2809 | 2859 | 280901 | 280999 | 1 | 99 | 1 | 99 |  | 1 | 9
28 |  |  |  | 10 | [7 empty] | 281000 | 2810 | 2860 | 281001 | 281099 | 1 | 99 | 1 | 99 |  | 1 | 9
28 |  |  |  | 11 | [7 empty] | 281100 | 2811 | 2861 | 281101 | 281199 | 1 | 99 | 1 | 99 |  | 1 | 9
28 |  |  |  | 12 | [7 empty] | 281200 | 2812 | 2862 | 281201 | 281299 | 1 | 99 | 1 | 99 |  | 1 | 9
28 |  |  |  | 13 | [7 empty] | 281300 | 2813 | 2863 | 281301 | 281399 | 1 | 99 | 1 | 99 |  | 1 | 9
28 |  |  |  | 14 | [7 empty] | 281400 | 2814 | 2864 | 281401 | 281499 | 1 | 99 | 1 | 99 |  | 1 | 9
28 |  |  |  | 15 | [7 empty] | 281500 | 2815 | 2865 | 281501 | 281599 | 1 | 99 | 1 | 99 |  | 1 | 9
28 |  |  |  | 16 | [7 empty] | 281600 | 2816 | 2866 | 281601 | 281699 | 1 | 99 | 1 | 99 |  | 1 | 9
28 |  |  |  | 17 | [7 empty] | 281700 | 2817 | 2867 | 281701 | 281799 | 1 | 99 | 1 | 99 |  | 1 | 9
28 |  |  |  | 18 | [7 empty] | 281800 | 2818 | 2868 | 281801 | 281899 | 1 | 99 | 1 | 99 |  | 1 | 9
28 |  |  |  | 19 | [7 empty] | 281900 | 2819 | 2869 | 281901 | 281999 | 1 | 99 | 1 | 99 |  | 1 | 9
28 |  |  |  | 20 | [7 empty] | 282000 | 2820 | 2870 | 282001 | 282099 | 1 | 99 | 1 | 99 |  | 1 | 9
28 |  |  |  | 21 | [7 empty] | 282100 | 2821 | 2871 | 282101 | 282199 | 1 | 99 | 1 | 99 |  | 1 | 9
28 |  |  |  | 22 | [7 empty] | 282200 | 2822 | 2872 | 282201 | 282299 | 1 | 99 | 1 | 99 |  | 1 | 9
28 |  |  |  | 23 | [7 empty] | 282300 | 2823 | 2873 | 282301 | 282399 | 1 | 99 | 1 | 99 |  | 1 | 9
28 |  |  |  | 24 | [7 empty] | 282400 | 2824 | 2874 | 282401 | 282499 | 1 | 99 | 1 | 99 |  | 1 | 9
28 |  |  |  | 25 | [7 empty] | 282500 | 2825 | 2875 | 282501 | 282599 | 1 | 99 | 1 | 99 |  | 1 | 9
28 |  |  |  | 26 | [7 empty] | 282600 | 2826 | 2876 | 282601 | 282699 | 1 | 99 | 1 | 99 |  | 1 | 9
28 |  |  |  | 27 | [7 empty] | 282700 | 2827 | 2877 | 282701 | 282799 | 1 | 99 | 1 | 99 |  | 1 | 9
28 |  |  |  | 28 | [7 empty] | 282800 | 2828 | 2878 | 282801 | 282899 | 1 | 99 | 1 | 99 |  | 1 | 9
28 |  |  |  | 29 | [7 empty] | 282900 | 2829 | 2879 | 282901 | 282999 | 1 | 99 | 1 | 99 |  | 1 | 9
28 |  |  |  | 30 | [7 empty] | 283000 | 2830 | 2880 | 283001 | 283099 | 1 | 99 | 1 | 99 |  | 1 | 9
28 |  |  |  | 31 | [7 empty] | 283100 | 2831 | 2881 | 283101 | 283199 | 1 | 99 | 1 | 99 |  | 1 | 9
28 |  |  |  | 32 | [7 empty] | 283200 | 2832 | 2882 | 283201 | 283299 | 1 | 99 | 1 | 99 |  | 1 | 9
28 |  |  |  | 33 | [7 empty] | 283300 | 2833 | 2883 | 283301 | 283399 | 1 | 99 | 1 | 99 |  | 1 | 9
28 |  |  |  | 34 | [7 empty] | 283400 | 2834 | 2884 | 283401 | 283499 | 1 | 99 | 1 | 99 |  | 1 | 9
28 |  |  |  | 35 | [7 empty] | 283500 | 2835 | 2885 | 283501 | 283599 | 1 | 99 | 1 | 99 |  | 1 | 9
28 |  |  |  | 36 | [7 empty] | 283600 | 2836 | 2886 | 283601 | 283699 | 1 | 99 | 1 | 99 |  | 1 | 9
28 |  |  |  | 37 | [7 empty] | 283700 | 2837 | 2887 | 283701 | 283799 | 1 | 99 | 1 | 99 |  | 1 | 9
28 |  |  |  | 38 | [7 empty] | 283800 | 2838 | 2888 | 283801 | 283899 | 1 | 99 | 1 | 99 |  | 1 | 9
28 |  |  |  | 39 | [7 empty] | 283900 | 2839 | 2889 | 283901 | 283999 | 1 | 99 | 1 | 99 |  | 1 | 9
28 |  |  |  | 40 | [7 empty] | 284000 | 2840 | 2890 | 284001 | 284099 | 1 | 99 | 1 | 99 |  | 1 | 9
28 |  |  |  | 41 | [7 empty] | 284100 | 2841 | 2891 | 284101 | 284199 | 1 | 99 | 1 | 99 |  | 1 | 9
28 |  |  |  | 42 | [7 empty] | 284200 | 2842 | 2892 | 284201 | 284299 | 1 | 99 | 1 | 99 |  | 1 | 9
28 |  |  |  | 43 | [7 empty] | 284300 | 2843 | 2893 | 284301 | 284399 | 1 | 99 | 1 | 99 |  | 1 | 9
28 |  |  |  | 44 | [7 empty] | 284400 | 2844 | 2894 | 284401 | 284499 | 1 | 99 | 1 | 99 |  | 1 | 9
28 |  |  |  | 45 | [7 empty] | 284500 | 2845 | 2895 | 284501 | 284599 | 1 | 99 | 1 | 99 |  | 1 | 9
28 |  |  |  | 46 | [7 empty] | 284600 | 2846 | 2896 | 284601 | 284699 | 1 | 99 | 1 | 99 |  | 1 | 9
28 |  |  |  | 47 | [7 empty] | 284700 | 2847 | 2897 | 284701 | 284799 | 1 | 99 | 1 | 99 |  | 1 | 9
28 |  |  |  | 48 | [7 empty] | 284800 | 2848 | 2898 | 284801 | 284899 | 1 | 99 | 1 | 99 |  | 1 | 9
28 |  |  |  | 49 | [7 empty] | 284900 | 2849 | 2899 | 284901 | 284999 | 1 | 99 | 1 | 99 |  | 1 | 9
28 |  |  |  | 50 | [7 empty] | 285000 | 2850 | 2900 | 285001 | 285099 | 1 | 99 | 1 | 99 |  | 1 | 9
28 |  |  |  | 51 | [7 empty] | 285100 | NO FLN's ON THESE CONTROLLERS
28 |  |  |  | 52 | [7 empty] | 285200
28 |  |  |  | 53 | [7 empty] | 285300
28 |  |  |  | 54 | [7 empty] | 285400
28 |  |  |  | 55 | [7 empty] | 285500
28 |  |  |  | 56 | [7 empty] | 285600
28 |  |  |  | 57 | [7 empty] | 285700
28 |  |  |  | 58 | [7 empty] | 285800
28 |  |  |  | 59 | [7 empty] | 285900
28 |  |  |  | 60 | [7 empty] | 286000
28 |  |  |  | 61 | [7 empty] | 286100
28 |  |  |  | 62 | [7 empty] | 286200
28 |  |  |  | 63 | [7 empty] | 286300
28 |  |  |  | 64 | [7 empty] | 286400
28 |  |  |  | 65 | [7 empty] | 286500
28 |  |  |  | 66 | [7 empty] | 286600
28 |  |  |  | 67 | [7 empty] | 286700
28 |  |  |  | 68 | [7 empty] | 286800
28 |  |  |  | 69 | [7 empty] | 286900
28 |  |  |  | 70 | [7 empty] | 287000
28 |  |  |  | 71 | [7 empty] | 287100
28 |  |  |  | 72 | [7 empty] | 287200
28 |  |  |  | 73 | [7 empty] | 287300
28 |  |  |  | 74 | [7 empty] | 287400
28 |  |  |  | 75 | [7 empty] | 287500
28 |  |  |  | 76 | [7 empty] | 287600
28 |  |  |  | 77 | [7 empty] | 287700
28 |  |  |  | 78 | [7 empty] | 287800
28 |  |  |  | 79 | [7 empty] | 287900
28 |  |  |  | 80 | [7 empty] | 288000
28 |  |  |  | 81 | [7 empty] | 288100
28 |  |  |  | 82 | [7 empty] | 288200
28 |  |  |  | 83 | [7 empty] | 288300
28 |  |  |  | 84 | [7 empty] | 288400
28 |  |  |  | 85 | [7 empty] | 288500
28 |  |  |  | 86 | [7 empty] | 288600
28 |  |  |  | 87 | [7 empty] | 288700
28 |  |  |  | 88 | [7 empty] | 288800
28 |  |  |  | 89 | [7 empty] | 288900
28 |  |  |  | 90 | [7 empty] | 289000
28 |  |  |  | 91 | [7 empty] | 289100
28 |  |  |  | 92 | [7 empty] | 289200
28 |  |  |  | 93 | [7 empty] | 289300
28 |  |  |  | 94 | [7 empty] | 289400
28 |  |  |  | 95 | [7 empty] | 289500
28 |  |  |  | 96 | [7 empty] | 289600
28 |  |  |  | 97 | [7 empty] | 289700
28 |  |  |  | 98 | [7 empty] | 289800
28 |  |  |  | 99 | [7 empty] | 289900

## Bldg 29
BUILDING # | Building Name | ALN NAME | SITE NAME | FIELD PANEL NUMBER | SYSTEM NAME | BAC DEV OBJECT NAME | IP ADDRESS | SUBNET MASK | GATEWAY | BBMD? Y or N | BBMD IP Addresses | FIELD PANEL DEVICE INSTANCE # | MSTP FLN-1 NETWORK # | MSTP FLN-2 / MSTP ALN NETWORK # | FIRST FLN DEVICE INSTANCE # | LAST POSSIBLE FLN DEVICE INSTANCE # | FIRST MSTP FLN-1 MAC ADDR | LAST POSSIBLE MSTP FLN-1 MAC ADDR | FIRST MSTP FLN-2 MAC ADDR | LAST MSTP FLN-2 MAC ADDR | OR | FIRST MSTP ALN MAC ADDR | LAST MSTP ALN MAC ADDR
29 |  |  |  | 1 | [7 empty] | 290100 | 2901 | 2951 | 290101 | 290199 | 1 | 99 | 1 | 99 |  | 1 | 9
29 |  |  |  | 2 | [7 empty] | 290200 | 2902 | 2952 | 290201 | 290299 | 1 | 99 | 1 | 99 |  | 1 | 9
29 |  |  |  | 3 | [7 empty] | 290300 | 2903 | 2953 | 290301 | 290399 | 1 | 99 | 1 | 99 |  | 1 | 9
29 |  |  |  | 4 | [7 empty] | 290400 | 2904 | 2954 | 290401 | 290499 | 1 | 99 | 1 | 99 |  | 1 | 9
29 |  |  |  | 5 | [7 empty] | 290500 | 2905 | 2955 | 290501 | 290599 | 1 | 99 | 1 | 99 |  | 1 | 9
29 |  |  |  | 6 | [7 empty] | 290600 | 2906 | 2956 | 290601 | 290699 | 1 | 99 | 1 | 99 |  | 1 | 9
29 |  |  |  | 7 | [7 empty] | 290700 | 2907 | 2957 | 290701 | 290799 | 1 | 99 | 1 | 99 |  | 1 | 9
29 |  |  |  | 8 | [7 empty] | 290800 | 2908 | 2958 | 290801 | 290899 | 1 | 99 | 1 | 99 |  | 1 | 9
29 |  |  |  | 9 | [7 empty] | 290900 | 2909 | 2959 | 290901 | 290999 | 1 | 99 | 1 | 99 |  | 1 | 9
29 |  |  |  | 10 | [7 empty] | 291000 | 2910 | 2960 | 291001 | 291099 | 1 | 99 | 1 | 99 |  | 1 | 9
29 |  |  |  | 11 | [7 empty] | 291100 | 2911 | 2961 | 291101 | 291199 | 1 | 99 | 1 | 99 |  | 1 | 9
29 |  |  |  | 12 | [7 empty] | 291200 | 2912 | 2962 | 291201 | 291299 | 1 | 99 | 1 | 99 |  | 1 | 9
29 |  |  |  | 13 | [7 empty] | 291300 | 2913 | 2963 | 291301 | 291399 | 1 | 99 | 1 | 99 |  | 1 | 9
29 |  |  |  | 14 | [7 empty] | 291400 | 2914 | 2964 | 291401 | 291499 | 1 | 99 | 1 | 99 |  | 1 | 9
29 |  |  |  | 15 | [7 empty] | 291500 | 2915 | 2965 | 291501 | 291599 | 1 | 99 | 1 | 99 |  | 1 | 9
29 |  |  |  | 16 | [7 empty] | 291600 | 2916 | 2966 | 291601 | 291699 | 1 | 99 | 1 | 99 |  | 1 | 9
29 |  |  |  | 17 | [7 empty] | 291700 | 2917 | 2967 | 291701 | 291799 | 1 | 99 | 1 | 99 |  | 1 | 9
29 |  |  |  | 18 | [7 empty] | 291800 | 2918 | 2968 | 291801 | 291899 | 1 | 99 | 1 | 99 |  | 1 | 9
29 |  |  |  | 19 | [7 empty] | 291900 | 2919 | 2969 | 291901 | 291999 | 1 | 99 | 1 | 99 |  | 1 | 9
29 |  |  |  | 20 | [7 empty] | 292000 | 2920 | 2970 | 292001 | 292099 | 1 | 99 | 1 | 99 |  | 1 | 9
29 |  |  |  | 21 | [7 empty] | 292100 | 2921 | 2971 | 292101 | 292199 | 1 | 99 | 1 | 99 |  | 1 | 9
29 |  |  |  | 22 | [7 empty] | 292200 | 2922 | 2972 | 292201 | 292299 | 1 | 99 | 1 | 99 |  | 1 | 9
29 |  |  |  | 23 | [7 empty] | 292300 | 2923 | 2973 | 292301 | 292399 | 1 | 99 | 1 | 99 |  | 1 | 9
29 |  |  |  | 24 | [7 empty] | 292400 | 2924 | 2974 | 292401 | 292499 | 1 | 99 | 1 | 99 |  | 1 | 9
29 |  |  |  | 25 | [7 empty] | 292500 | 2925 | 2975 | 292501 | 292599 | 1 | 99 | 1 | 99 |  | 1 | 9
29 |  |  |  | 26 | [7 empty] | 292600 | 2926 | 2976 | 292601 | 292699 | 1 | 99 | 1 | 99 |  | 1 | 9
29 |  |  |  | 27 | [7 empty] | 292700 | 2927 | 2977 | 292701 | 292799 | 1 | 99 | 1 | 99 |  | 1 | 9
29 |  |  |  | 28 | [7 empty] | 292800 | 2928 | 2978 | 292801 | 292899 | 1 | 99 | 1 | 99 |  | 1 | 9
29 |  |  |  | 29 | [7 empty] | 292900 | 2929 | 2979 | 292901 | 292999 | 1 | 99 | 1 | 99 |  | 1 | 9
29 |  |  |  | 30 | [7 empty] | 293000 | 2930 | 2980 | 293001 | 293099 | 1 | 99 | 1 | 99 |  | 1 | 9
29 |  |  |  | 31 | [7 empty] | 293100 | 2931 | 2981 | 293101 | 293199 | 1 | 99 | 1 | 99 |  | 1 | 9
29 |  |  |  | 32 | [7 empty] | 293200 | 2932 | 2982 | 293201 | 293299 | 1 | 99 | 1 | 99 |  | 1 | 9
29 |  |  |  | 33 | [7 empty] | 293300 | 2933 | 2983 | 293301 | 293399 | 1 | 99 | 1 | 99 |  | 1 | 9
29 |  |  |  | 34 | [7 empty] | 293400 | 2934 | 2984 | 293401 | 293499 | 1 | 99 | 1 | 99 |  | 1 | 9
29 |  |  |  | 35 | [7 empty] | 293500 | 2935 | 2985 | 293501 | 293599 | 1 | 99 | 1 | 99 |  | 1 | 9
29 |  |  |  | 36 | [7 empty] | 293600 | 2936 | 2986 | 293601 | 293699 | 1 | 99 | 1 | 99 |  | 1 | 9
29 |  |  |  | 37 | [7 empty] | 293700 | 2937 | 2987 | 293701 | 293799 | 1 | 99 | 1 | 99 |  | 1 | 9
29 |  |  |  | 38 | [7 empty] | 293800 | 2938 | 2988 | 293801 | 293899 | 1 | 99 | 1 | 99 |  | 1 | 9
29 |  |  |  | 39 | [7 empty] | 293900 | 2939 | 2989 | 293901 | 293999 | 1 | 99 | 1 | 99 |  | 1 | 9
29 |  |  |  | 40 | [7 empty] | 294000 | 2940 | 2990 | 294001 | 294099 | 1 | 99 | 1 | 99 |  | 1 | 9
29 |  |  |  | 41 | [7 empty] | 294100 | 2941 | 2991 | 294101 | 294199 | 1 | 99 | 1 | 99 |  | 1 | 9
29 |  |  |  | 42 | [7 empty] | 294200 | 2942 | 2992 | 294201 | 294299 | 1 | 99 | 1 | 99 |  | 1 | 9
29 |  |  |  | 43 | [7 empty] | 294300 | 2943 | 2993 | 294301 | 294399 | 1 | 99 | 1 | 99 |  | 1 | 9
29 |  |  |  | 44 | [7 empty] | 294400 | 2944 | 2994 | 294401 | 294499 | 1 | 99 | 1 | 99 |  | 1 | 9
29 |  |  |  | 45 | [7 empty] | 294500 | 2945 | 2995 | 294501 | 294599 | 1 | 99 | 1 | 99 |  | 1 | 9
29 |  |  |  | 46 | [7 empty] | 294600 | 2946 | 2996 | 294601 | 294699 | 1 | 99 | 1 | 99 |  | 1 | 9
29 |  |  |  | 47 | [7 empty] | 294700 | 2947 | 2997 | 294701 | 294799 | 1 | 99 | 1 | 99 |  | 1 | 9
29 |  |  |  | 48 | [7 empty] | 294800 | 2948 | 2998 | 294801 | 294899 | 1 | 99 | 1 | 99 |  | 1 | 9
29 |  |  |  | 49 | [7 empty] | 294900 | 2949 | 2999 | 294901 | 294999 | 1 | 99 | 1 | 99 |  | 1 | 9
29 |  |  |  | 50 | [7 empty] | 295000 | 2950 | 3000 | 295001 | 295099 | 1 | 99 | 1 | 99 |  | 1 | 9
29 |  |  |  | 51 | [7 empty] | 295100 | NO FLN's ON THESE CONTROLLERS
29 |  |  |  | 52 | [7 empty] | 295200
29 |  |  |  | 53 | [7 empty] | 295300
29 |  |  |  | 54 | [7 empty] | 295400
29 |  |  |  | 55 | [7 empty] | 295500
29 |  |  |  | 56 | [7 empty] | 295600
29 |  |  |  | 57 | [7 empty] | 295700
29 |  |  |  | 58 | [7 empty] | 295800
29 |  |  |  | 59 | [7 empty] | 295900
29 |  |  |  | 60 | [7 empty] | 296000
29 |  |  |  | 61 | [7 empty] | 296100
29 |  |  |  | 62 | [7 empty] | 296200
29 |  |  |  | 63 | [7 empty] | 296300
29 |  |  |  | 64 | [7 empty] | 296400
29 |  |  |  | 65 | [7 empty] | 296500
29 |  |  |  | 66 | [7 empty] | 296600
29 |  |  |  | 67 | [7 empty] | 296700
29 |  |  |  | 68 | [7 empty] | 296800
29 |  |  |  | 69 | [7 empty] | 296900
29 |  |  |  | 70 | [7 empty] | 297000
29 |  |  |  | 71 | [7 empty] | 297100
29 |  |  |  | 72 | [7 empty] | 297200
29 |  |  |  | 73 | [7 empty] | 297300
29 |  |  |  | 74 | [7 empty] | 297400
29 |  |  |  | 75 | [7 empty] | 297500
29 |  |  |  | 76 | [7 empty] | 297600
29 |  |  |  | 77 | [7 empty] | 297700
29 |  |  |  | 78 | [7 empty] | 297800
29 |  |  |  | 79 | [7 empty] | 297900
29 |  |  |  | 80 | [7 empty] | 298000
29 |  |  |  | 81 | [7 empty] | 298100
29 |  |  |  | 82 | [7 empty] | 298200
29 |  |  |  | 83 | [7 empty] | 298300
29 |  |  |  | 84 | [7 empty] | 298400
29 |  |  |  | 85 | [7 empty] | 298500
29 |  |  |  | 86 | [7 empty] | 298600
29 |  |  |  | 87 | [7 empty] | 298700
29 |  |  |  | 88 | [7 empty] | 298800
29 |  |  |  | 89 | [7 empty] | 298900
29 |  |  |  | 90 | [7 empty] | 299000
29 |  |  |  | 91 | [7 empty] | 299100
29 |  |  |  | 92 | [7 empty] | 299200
29 |  |  |  | 93 | [7 empty] | 299300
29 |  |  |  | 94 | [7 empty] | 299400
29 |  |  |  | 95 | [7 empty] | 299500
29 |  |  |  | 96 | [7 empty] | 299600
29 |  |  |  | 97 | [7 empty] | 299700
29 |  |  |  | 98 | [7 empty] | 299800
29 |  |  |  | 99 | [7 empty] | 299900

## Bldg 30
BUILDING # | Building Name | ALN NAME | SITE NAME | FIELD PANEL NUMBER | SYSTEM NAME | BAC DEV OBJECT NAME | IP ADDRESS | SUBNET MASK | GATEWAY | BBMD? Y or N | BBMD IP Addresses | FIELD PANEL DEVICE INSTANCE # | MSTP FLN-1 NETWORK # | MSTP FLN-2 / MSTP ALN NETWORK # | FIRST FLN DEVICE INSTANCE # | LAST POSSIBLE FLN DEVICE INSTANCE # | FIRST MSTP FLN-1 MAC ADDR | LAST POSSIBLE MSTP FLN-1 MAC ADDR | FIRST MSTP FLN-2 MAC ADDR | LAST MSTP FLN-2 MAC ADDR | OR | FIRST MSTP ALN MAC ADDR | LAST MSTP ALN MAC ADDR
30 |  |  |  | 1 | [7 empty] | 300100 | 3001 | 3051 | 300101 | 300199 | 1 | 99 | 1 | 99 |  | 1 | 9
30 |  |  |  | 2 | [7 empty] | 300200 | 3002 | 3052 | 300201 | 300299 | 1 | 99 | 1 | 99 |  | 1 | 9
30 |  |  |  | 3 | [7 empty] | 300300 | 3003 | 3053 | 300301 | 300399 | 1 | 99 | 1 | 99 |  | 1 | 9
30 |  |  |  | 4 | [7 empty] | 300400 | 3004 | 3054 | 300401 | 300499 | 1 | 99 | 1 | 99 |  | 1 | 9
30 |  |  |  | 5 | [7 empty] | 300500 | 3005 | 3055 | 300501 | 300599 | 1 | 99 | 1 | 99 |  | 1 | 9
30 |  |  |  | 6 | [7 empty] | 300600 | 3006 | 3056 | 300601 | 300699 | 1 | 99 | 1 | 99 |  | 1 | 9
30 |  |  |  | 7 | [7 empty] | 300700 | 3007 | 3057 | 300701 | 300799 | 1 | 99 | 1 | 99 |  | 1 | 9
30 |  |  |  | 8 | [7 empty] | 300800 | 3008 | 3058 | 300801 | 300899 | 1 | 99 | 1 | 99 |  | 1 | 9
30 |  |  |  | 9 | [7 empty] | 300900 | 3009 | 3059 | 300901 | 300999 | 1 | 99 | 1 | 99 |  | 1 | 9
30 |  |  |  | 10 | [7 empty] | 301000 | 3010 | 3060 | 301001 | 301099 | 1 | 99 | 1 | 99 |  | 1 | 9
30 |  |  |  | 11 | [7 empty] | 301100 | 3011 | 3061 | 301101 | 301199 | 1 | 99 | 1 | 99 |  | 1 | 9
30 |  |  |  | 12 | [7 empty] | 301200 | 3012 | 3062 | 301201 | 301299 | 1 | 99 | 1 | 99 |  | 1 | 9
30 |  |  |  | 13 | [7 empty] | 301300 | 3013 | 3063 | 301301 | 301399 | 1 | 99 | 1 | 99 |  | 1 | 9
30 |  |  |  | 14 | [7 empty] | 301400 | 3014 | 3064 | 301401 | 301499 | 1 | 99 | 1 | 99 |  | 1 | 9
30 |  |  |  | 15 | [7 empty] | 301500 | 3015 | 3065 | 301501 | 301599 | 1 | 99 | 1 | 99 |  | 1 | 9
30 |  |  |  | 16 | [7 empty] | 301600 | 3016 | 3066 | 301601 | 301699 | 1 | 99 | 1 | 99 |  | 1 | 9
30 |  |  |  | 17 | [7 empty] | 301700 | 3017 | 3067 | 301701 | 301799 | 1 | 99 | 1 | 99 |  | 1 | 9
30 |  |  |  | 18 | [7 empty] | 301800 | 3018 | 3068 | 301801 | 301899 | 1 | 99 | 1 | 99 |  | 1 | 9
30 |  |  |  | 19 | [7 empty] | 301900 | 3019 | 3069 | 301901 | 301999 | 1 | 99 | 1 | 99 |  | 1 | 9
30 |  |  |  | 20 | [7 empty] | 302000 | 3020 | 3070 | 302001 | 302099 | 1 | 99 | 1 | 99 |  | 1 | 9
30 |  |  |  | 21 | [7 empty] | 302100 | 3021 | 3071 | 302101 | 302199 | 1 | 99 | 1 | 99 |  | 1 | 9
30 |  |  |  | 22 | [7 empty] | 302200 | 3022 | 3072 | 302201 | 302299 | 1 | 99 | 1 | 99 |  | 1 | 9
30 |  |  |  | 23 | [7 empty] | 302300 | 3023 | 3073 | 302301 | 302399 | 1 | 99 | 1 | 99 |  | 1 | 9
30 |  |  |  | 24 | [7 empty] | 302400 | 3024 | 3074 | 302401 | 302499 | 1 | 99 | 1 | 99 |  | 1 | 9
30 |  |  |  | 25 | [7 empty] | 302500 | 3025 | 3075 | 302501 | 302599 | 1 | 99 | 1 | 99 |  | 1 | 9
30 |  |  |  | 26 | [7 empty] | 302600 | 3026 | 3076 | 302601 | 302699 | 1 | 99 | 1 | 99 |  | 1 | 9
30 |  |  |  | 27 | [7 empty] | 302700 | 3027 | 3077 | 302701 | 302799 | 1 | 99 | 1 | 99 |  | 1 | 9
30 |  |  |  | 28 | [7 empty] | 302800 | 3028 | 3078 | 302801 | 302899 | 1 | 99 | 1 | 99 |  | 1 | 9
30 |  |  |  | 29 | [7 empty] | 302900 | 3029 | 3079 | 302901 | 302999 | 1 | 99 | 1 | 99 |  | 1 | 9
30 |  |  |  | 30 | [7 empty] | 303000 | 3030 | 3080 | 303001 | 303099 | 1 | 99 | 1 | 99 |  | 1 | 9
30 |  |  |  | 31 | [7 empty] | 303100 | 3031 | 3081 | 303101 | 303199 | 1 | 99 | 1 | 99 |  | 1 | 9
30 |  |  |  | 32 | [7 empty] | 303200 | 3032 | 3082 | 303201 | 303299 | 1 | 99 | 1 | 99 |  | 1 | 9
30 |  |  |  | 33 | [7 empty] | 303300 | 3033 | 3083 | 303301 | 303399 | 1 | 99 | 1 | 99 |  | 1 | 9
30 |  |  |  | 34 | [7 empty] | 303400 | 3034 | 3084 | 303401 | 303499 | 1 | 99 | 1 | 99 |  | 1 | 9
30 |  |  |  | 35 | [7 empty] | 303500 | 3035 | 3085 | 303501 | 303599 | 1 | 99 | 1 | 99 |  | 1 | 9
30 |  |  |  | 36 | [7 empty] | 303600 | 3036 | 3086 | 303601 | 303699 | 1 | 99 | 1 | 99 |  | 1 | 9
30 |  |  |  | 37 | [7 empty] | 303700 | 3037 | 3087 | 303701 | 303799 | 1 | 99 | 1 | 99 |  | 1 | 9
30 |  |  |  | 38 | [7 empty] | 303800 | 3038 | 3088 | 303801 | 303899 | 1 | 99 | 1 | 99 |  | 1 | 9
30 |  |  |  | 39 | [7 empty] | 303900 | 3039 | 3089 | 303901 | 303999 | 1 | 99 | 1 | 99 |  | 1 | 9
30 |  |  |  | 40 | [7 empty] | 304000 | 3040 | 3090 | 304001 | 304099 | 1 | 99 | 1 | 99 |  | 1 | 9
30 |  |  |  | 41 | [7 empty] | 304100 | 3041 | 3091 | 304101 | 304199 | 1 | 99 | 1 | 99 |  | 1 | 9
30 |  |  |  | 42 | [7 empty] | 304200 | 3042 | 3092 | 304201 | 304299 | 1 | 99 | 1 | 99 |  | 1 | 9
30 |  |  |  | 43 | [7 empty] | 304300 | 3043 | 3093 | 304301 | 304399 | 1 | 99 | 1 | 99 |  | 1 | 9
30 |  |  |  | 44 | [7 empty] | 304400 | 3044 | 3094 | 304401 | 304499 | 1 | 99 | 1 | 99 |  | 1 | 9
30 |  |  |  | 45 | [7 empty] | 304500 | 3045 | 3095 | 304501 | 304599 | 1 | 99 | 1 | 99 |  | 1 | 9
30 |  |  |  | 46 | [7 empty] | 304600 | 3046 | 3096 | 304601 | 304699 | 1 | 99 | 1 | 99 |  | 1 | 9
30 |  |  |  | 47 | [7 empty] | 304700 | 3047 | 3097 | 304701 | 304799 | 1 | 99 | 1 | 99 |  | 1 | 9
30 |  |  |  | 48 | [7 empty] | 304800 | 3048 | 3098 | 304801 | 304899 | 1 | 99 | 1 | 99 |  | 1 | 9
30 |  |  |  | 49 | [7 empty] | 304900 | 3049 | 3099 | 304901 | 304999 | 1 | 99 | 1 | 99 |  | 1 | 9
30 |  |  |  | 50 | [7 empty] | 305000 | 3050 | 3100 | 305001 | 305099 | 1 | 99 | 1 | 99 |  | 1 | 9
30 |  |  |  | 51 | [7 empty] | 305100 | NO FLN's ON THESE CONTROLLERS
30 |  |  |  | 52 | [7 empty] | 305200
30 |  |  |  | 53 | [7 empty] | 305300
30 |  |  |  | 54 | [7 empty] | 305400
30 |  |  |  | 55 | [7 empty] | 305500
30 |  |  |  | 56 | [7 empty] | 305600
30 |  |  |  | 57 | [7 empty] | 305700
30 |  |  |  | 58 | [7 empty] | 305800
30 |  |  |  | 59 | [7 empty] | 305900
30 |  |  |  | 60 | [7 empty] | 306000
30 |  |  |  | 61 | [7 empty] | 306100
30 |  |  |  | 62 | [7 empty] | 306200
30 |  |  |  | 63 | [7 empty] | 306300
30 |  |  |  | 64 | [7 empty] | 306400
30 |  |  |  | 65 | [7 empty] | 306500
30 |  |  |  | 66 | [7 empty] | 306600
30 |  |  |  | 67 | [7 empty] | 306700
30 |  |  |  | 68 | [7 empty] | 306800
30 |  |  |  | 69 | [7 empty] | 306900
30 |  |  |  | 70 | [7 empty] | 307000
30 |  |  |  | 71 | [7 empty] | 307100
30 |  |  |  | 72 | [7 empty] | 307200
30 |  |  |  | 73 | [7 empty] | 307300
30 |  |  |  | 74 | [7 empty] | 307400
30 |  |  |  | 75 | [7 empty] | 307500
30 |  |  |  | 76 | [7 empty] | 307600
30 |  |  |  | 77 | [7 empty] | 307700
30 |  |  |  | 78 | [7 empty] | 307800
30 |  |  |  | 79 | [7 empty] | 307900
30 |  |  |  | 80 | [7 empty] | 308000
30 |  |  |  | 81 | [7 empty] | 308100
30 |  |  |  | 82 | [7 empty] | 308200
30 |  |  |  | 83 | [7 empty] | 308300
30 |  |  |  | 84 | [7 empty] | 308400
30 |  |  |  | 85 | [7 empty] | 308500
30 |  |  |  | 86 | [7 empty] | 308600
30 |  |  |  | 87 | [7 empty] | 308700
30 |  |  |  | 88 | [7 empty] | 308800
30 |  |  |  | 89 | [7 empty] | 308900
30 |  |  |  | 90 | [7 empty] | 309000
30 |  |  |  | 91 | [7 empty] | 309100
30 |  |  |  | 92 | [7 empty] | 309200
30 |  |  |  | 93 | [7 empty] | 309300
30 |  |  |  | 94 | [7 empty] | 309400
30 |  |  |  | 95 | [7 empty] | 309500
30 |  |  |  | 96 | [7 empty] | 309600
30 |  |  |  | 97 | [7 empty] | 309700
30 |  |  |  | 98 | [7 empty] | 309800
30 |  |  |  | 99 | [7 empty] | 309900